## SPIS
Cennik nie stanowi oferty handlowej w rozumieniu Kodeksu Cywilnego. Cennik ważny od 2 marca 2026 r. Cennik z dniem wydania zastepuje i unieważnia poprzednie wydanie cennika i obowiazuje do dnia wejscia w życie nastepnego wydania. *MSRP cena PLN netto - Cena sugerowana (Manufacturer's Suggested Retail Price). Rzeczywista cena odsprzedaży zależy wyłącznie od dystrybutora. Zastrzegamy możliwość zmiany cen w przypadku znacznego wahania kursowego. Dostepność: wiekszość produktów jest w ciagłej dostępności w magazynie firmowym. W szczególnych wypadkach prosimy o upewnienie się co do dostepności produktu i dokonanie ewentualnej rezerwacji. Publikacja jest chroniona prawami autorskimi majatkowymi i nie może być kopiowana, publikowana i rozprowadzana w żadnej formie bez zgody wydawcy - Dahua Technology Poland Sp. z o. o. *Wygląd oraz specyfikacja urządzeń może ulec zmianie bez wcześniejszego powiadomienia. Opisy urządzeń są tylko poglądowe, dokładna specyfikacja urządzeń znajduje się w kartach katalogowych dostępnych na stronie www.dahuasecurity.com
REJESTRATORY | NVR Seria 4 | NVR Seria 5 | NVR Seria 5-XI | NVR Seria 6 | IVSS | IVD | XVR Seria 5
KAMERY IP | Seria 2 | Seria 5 | Seria 7 | Seria 8 - Corner | Seria 8 - Classroom Series | Seria 8 - High Temperature | Kamery 4G/5G
KAMERY EX | Termowizyjne | Stałopozycyjne | PTZ | Akcesoria
KAMERY 316L | Stainless Steel | Akcesoria
TERMOWIZJA | Seria 5 | Seria SD5 | Seria SD8 | Seria PT8 | Pozostałe
FISHEYE i 360° | Wieloprzetwornikowe | Fisheye | Panorama 180 | PTZ + Panorama Hubble
LPR i ITC | Kamery wjazdowe | Parkingowe zewnętrzne | Parkingowe wewnętrzne | Bariery | Ekrany LED | Kamery drogowe | Kamery drogowe z radarem
| Rejestratory EDGE | Detektor czerwonego światła | Lampy | Akcesoria | Radary
PTZ | Seria SDZ - BOX | Seria SD-6 | Seria SD-8 | Seria PTZ-1 | Seria PTZ-3 | Seria PTZ-8 | Seria SDT
SWITCH | Agregacyjne | Industrialne PoE | ePoE | PoE | S78 | Zarządanie siecią
DECODER | Decodery | Encodery | Player | Keyboard | Matrix M80
RADARY | Radary | Kamera + radar | Akcesoria
STORAGE | ESS | EVS Seria 5 | EVS Seria 7
MOBILE | MNVR | Kamery IP | Kamery PTZ | Akcesoria | Kable
PINHOLE | MainBox Kit | Kamery IP RJ45
WIDEODOMOFONY | Smart Control Panel | Stacja bramowa | Monitory IP | Stacje portierskie | Akcesoria
KONTROLA DOSTĘPU | Autonomiczne | Kontrolery drzwi | Czytniki | Czytniki USB
SOFTWARE | DSS Sprzętowy | DSS PRO | DSS Express | Mobile Center

## REJESTRATORY
SPIS
Dahua Technology Poland Sp. z o.o.
Seria | Zdjęcie | Kod produktu | Opis* | G.R. | MSRP cena PLN netto* | WEB
REJESTRATORY IP
NVR SERIA 4
WIDE RANGE TEMPERATURE
NVR seria 4 |  | NVR4104-WT | 4CH 1HDD WizMind Industrial Network Video Recorder. Supports working at ambient temperatures of –40 °C to +70 °C. Supports Smart H.265+, H.265, Smart H.264+, H.264 and MJPEG decoding formats. Max. 256/256/256 Mbps Incoming/recording/outgoing bandwidth. Supports IP cameras with a resolution up to 16 MP. AI by Recorder supports 2-channel face detection and recognition, up to 10 face databases and 20,000 face images; 4-channel perimeter protection; 4-channel SMD Plus. AI by Camera supports face detection and recognition, perimeter protection, SMD, stereo analysis, and people counting. | P | 7973 | NVR4104-WT
NVR seria 4 |  | NVR4104-P-WT | 4CH 4PoE 1HDD WizMind Industrial Network Video Recorder. Supports working at ambient temperatures of –40 °C to +70 °C. Supports Smart H.265+, H.265, Smart H.264+, H.264 and MJPEG decoding formats. Max. 256/256/256 Mbps Incoming/recording/outgoing bandwidth. Supports IP cameras with a resolution up to 16 MP. AI by Recorder supports 2-channel face detection and recognition, up to 10 face databases and 20,000 face images; 4-channel perimeter protection; 4-channel SMD Plus. AI by Camera supports face detection and recognition, perimeter protection, SMD, stereo analysis, and people counting. 4 ports, 10/100 Mbps, IEEE 802.3 af/at | P | 9217 | NVR4104-P-WT
NVR seria 4 |  | NVR4108-WT | 8CH 1HDD WizMind Industrial Network Video Recorder. Supports working at ambient temperatures of –40 °C to +70 °C. Supports Smart H.265+, H.265, Smart H.264+, H.264 and MJPEG decoding formats. Max. 256/256/256 Mbps Incoming/recording/outgoing bandwidth. Supports IP cameras with a resolution up to 16 MP. AI by Recorder supports 2-channel face detection and recognition, up to 10 face databases and 20,000 face images; 4-channel perimeter protection; 8-channel SMD Plus. AI by Camera supports face detection and recognition, perimeter protection, SMD, stereo analysis, and people counting. | P | 8282 | NVR4108-WT
NVR seria 4 |  | NVR4108-8P-WT | 8CH 8PoE 1HDD WizMind Industrial Network Video Recorder. Supports working at ambient temperatures of –40 °C to +70 °C. Supports Smart H.265+, H.265, Smart H.264+, H.264 and MJPEG decoding formats. Max. 256/256/256 Mbps Incoming/recording/outgoing bandwidth. Supports IP cameras with a resolution up to 16 MP. AI by Recorder supports 2-channel face detection and recognition, up to 10 face databases and 20,000 face images; 4-channel perimeter protection; 8-channel SMD Plus. AI by Camera supports face detection and recognition, perimeter protection, SMD, stereo analysis, and people counting. 4 ports, 10/100 Mbps, IEEE 802.3 af/at | P | 10758 | NVR4108-8P-WT
NVR seria 4 |  | NVR4116-WT | 16CH 1HDD WizMind Industrial Network Video Recorder. Supports working at ambient temperatures of –40 °C to +70 °C. Supports Smart H.265+, H.265, Smart H.264+, H.264 and MJPEG decoding formats. Max. 256/256/256 Mbps Incoming/recording/outgoing bandwidth. Supports IP cameras with a resolution up to 16 MP. AI by Recorder supports 2-channel face detection and recognition, up to 10 face databases and 20,000 face images; 4-channel perimeter protection; 8-channel SMD Plus. AI by Camera supports face detection and recognition, perimeter protection, SMD, stereo analysis, and people counting. | P | 8913 | NVR4116-WT
NVR seria 4 |  | NVR4104-P-WT/4G | 4CH 4PoE 1HDD WizMind Industrial Network Video Recorder. Supports 4G standards. Supports working at ambient temperatures of –40 °C to +70 °C. Supports Smart H.265+, H.265, Smart H.264+, H.264 and MJPEG decoding formats. Max. 256/256/256 Mbps Incoming/recording/outgoing bandwidth. Supports IP cameras with a resolution up to 16 MP. AI by Recorder supports 2-channel face detection and recognition, up to 10 face databases and 20,000 face images; 4-channel perimeter protection; 4-channel SMD Plus. AI by Camera supports face detection and recognition, perimeter protection, SMD, stereo analysis, and people counting. 4 ports, 10/100 Mbps, IEEE 802.3 af/at | P | 11995 | NVR4104-P-WT/4G-EU
NVR seria 4 |  | NVR4108-8P-WT/4G-EU | 8CH 8PoE 1HDD WizMind Industrial Network Video Recorder. Supports 4G standards. Supports working at ambient temperatures of –40 °C to +70 °C. Supports Smart H.265+, H.265, Smart H.264+, H.264 and MJPEG decoding formats. Max. 256/256/256 Mbps Incoming/recording/outgoing bandwidth. Supports IP cameras with a resolution up to 16 MP. AI by Recorder supports 2-channel face detection and recognition, up to 10 face databases and 20,000 face images; 4-channel perimeter protection; 8-channel SMD Plus. AI by Camera supports face detection and recognition, perimeter protection, SMD, stereo analysis, and people counting. 4 ports, 10/100 Mbps, IEEE 802.3 af/at | P | 13536 | NVR4108-8P-WT/4G-EU
NVR SERIA 5
16 POE 8 HDD
NVR seria 5 |  | NVR5816-16P-EI2 | 16CH 2U 16PoE 8HDDs WizSense Network Video Recorder. Max. 448/448/448 Mbps incoming/recording/outgoing bandwidth. Supports IP cameras with a resolution up to 32 MP. Supports 8K HDMI output. Provides access to remote storage devices via iSCSI to expand storage capacity. AI by Recorder supports 4-channel face detection and recognition, up to 20 face databases and 30,000 face images; 4-channel video metadata; 8-channel perimeter protection; 16-channel SMD Plus; 4-channel AcuPick.AI by Camera supports face detection and recognition, perimeter protection, SMD, metadata, AcuPick, ANPR, stereo analysis, heat map, people counting, PPE detection, smart object detection and smart sound detection. Supports EPTZ, and one-click arming and disarming. 16 ports, 10/100 Mbps, IEEE 802.3 af/at, 1-8 ports support ePoE. New NEXT user Interface | P | 9566 | NVR5816-16P-EI2
NVR seria 5 |  | NVR5832-16P-EI2 | 32CH 2U 16PoE 8HDDs WizSense Network Video Recorder. Max. 448/448/448 Mbps incoming/recording/outgoing bandwidth. Supports IP cameras with a resolution up to 32 MP. Supports 8K HDMI output. Provides access to remote storage devices via iSCSI to expand storage capacity. AI by Recorder supports 4-channel face detection and recognition, up to 20 face databases and 30,000 face images; 4-channel video metadata; 8-channel perimeter protection; 16-channel SMD Plus; 4-channel AcuPick.AI by Camera supports face detection and recognition, perimeter protection, SMD, metadata, AcuPick, ANPR, stereo analysis, heat map, people counting, PPE detection, smart object detection and smart sound detection. Supports EPTZ, and one-click arming and disarming. 16 ports, 10/100 Mbps, IEEE 802.3 af/at, 1-8 ports support ePoE. New NEXT user Interface | P | 10315 | NVR5832-16P-EI2
NVR seria 5 |  | NVR5864-16P-EI2 | 64CH 2U 16PoE 8HDDs WizSense Network Video Recorder. Max. 448/448/448 Mbps incoming/recording/outgoing bandwidth. Supports IP cameras with a resolution up to 32 MP. Supports 8K HDMI output. Provides access to remote storage devices via iSCSI to expand storage capacity. AI by Recorder supports 4-channel face detection and recognition, up to 20 face databases and 30,000 face images; 4-channel video metadata; 8-channel perimeter protection; 16-channel SMD Plus; 4-channel AcuPick.AI by Camera supports face detection and recognition, perimeter protection, SMD, metadata, AcuPick, ANPR, stereo analysis, heat map, people counting, PPE detection, smart object detection and smart sound detection. Supports EPTZ, and one-click arming and disarming. 16 ports, 10/100 Mbps, IEEE 802.3 af/at, 1-8 ports support ePoE. New NEXT user Interface | P | 11603 | NVR5864-16P-EI2
8 HDD
NVR seria 5 |  | NVR5816-EI2 | 16CH 2U 8HDDs WizSense Network Video Recorder. Max. 448/448/448 Mbps incoming/recording/outgoing bandwidth. Supports IP cameras with a resolution up to 32 MP. Supports 8K HDMI output. Provides access to remote storage devices via iSCSI to expand storage capacity. AI by Recorder supports 4-channel face detection and recognition, up to 20 face databases and 30,000 face images; 4-channel video metadata; 8-channel perimeter protection; 16-channel SMD Plus; 4-channel AcuPick.AI by Camera supports face detection and recognition, perimeter protection, SMD, metadata, AcuPick, ANPR, stereo analysis, heat map, people counting, PPE detection, smart object detection and smart sound detection. Supports EPTZ, and one-click arming and disarming. New NEXT user Interface | P | 7096 | NVR5816-EI2
NVR seria 5 |  | NVR5832-EI2 | 32CH 2U 8HDDs WizSense Network Video Recorder. Max. 448/448/448 Mbps incoming/recording/outgoing bandwidth. Supports IP cameras with a resolution up to 32 MP. Supports 8K HDMI output. Provides access to remote storage devices via iSCSI to expand storage capacity. AI by Recorder supports 4-channel face detection and recognition, up to 20 face databases and 30,000 face images; 4-channel video metadata; 8-channel perimeter protection; 16-channel SMD Plus; 4-channel AcuPick. AI by Camera supports face detection and recognition, perimeter protection, SMD, metadata, AcuPick, ANPR, stereo analysis, heat map, people counting, PPE detection, smart object detection and smart sound detection. Supports EPTZ, and one-click arming and disarming. New NEXT user Interface | P | 8108 | NVR5832-EI2
NVR seria 5 |  | NVR5864-EI2 | 64CH 2U 8HDDs WizSense Network Video Recorder. Max. 448/448/448 Mbps incoming/recording/outgoing bandwidth. Supports IP cameras with a resolution up to 32 MP. Supports 8K HDMI output. Provides access to remote storage devices via iSCSI to expand storage capacity. AI by Recorder supports 4-channel face detection and recognition, up to 20 face databases and 30,000 face images; 4-channel video metadata; 8-channel perimeter protection; 16-channel SMD Plus; 4-channel AcuPick. AI by Camera supports face detection and recognition, perimeter protection, SMD, metadata, AcuPick, ANPR, stereo analysis, heat map, people counting, PPE detection, smart object detection and smart sound detection. Supports EPTZ, and one-click arming and disarming. New NEXT user Interface | P | 9290 | NVR5864-EI2
16 HDD
NVR seria 5 |  | NVR5064-EI2 | 64CH 4U 16HDDs WizSense Network Video Recorder. Max. 448/448/448 Mbps incoming/recording/outgoing bandwidth. Supports IP cameras with a resolution up to 32 MP. Supports 8K HDMI output. Provides access to remote storage devices via iSCSI to expand storage capacity. AI by Recorder supports 4-channel face detection and recognition, up to 20 face databases and 30,000 face images; 4-channel video metadata; 8-channel perimeter protection; 16-channel SMD Plus; 4-channel AcuPick. AI by Camera supports face detection and recognition, perimeter protection, SMD, metadata, AcuPick, ANPR, stereo analysis, heat map, people counting, PPE detection, smart object detection and smart sound detection. Supports EPTZ, and one-click arming and disarming. New NEXT user Interface | P | 20004 | NVR5064-EI2
NVR SERIA 5-XI
2 HDD
NVR seria 5-XI |  | NVR5208-XI | 8 CH 1U 2HDDs WizMind NVR, resolution up to 32MP, Max. 512/512/512Mbps inc/rec/out bandwidth. N+M cluster. ISCI. 1 x HDMI up to 4K, AI by recorder: 8x face det./recognition; 8x metadata; 8x perimeter protection; 8x SMD Plus, Acupick. AI by camera: Face detection; face recognition; video metadata,(human, motor vehicles, and non-motor vehicles); Acupick, perimeter protection; SMD; stereo analysis, crowd distribution; people counting; ANPR; heat map; PPE detection | P | 5538 | NVR5208-XI | NVR5208-XI | NVR5208-XI
NVR seria 5-XI |  | NVR5208-8P-XI | 8 CH 1U 2HDDs WizMind NVR with PoE, resolution up to 32MP, Max. 512/512/512Mbps inc/rec/out bandwidth. N+M cluster. ISCI. 1 x HDMI up to 4K, PoE Port: 8 ports, 10/100 Mbps, IEEE 802.3 af/at, 1-8 ports support ePoE. AI by recorder: 8x face det./recognition; 8x metadata; 8x perimeter protection; 8x SMD Plus, Acupick. AI by camera: Face detection; face recognition; video metadata,(human, motor vehicles, and non-motor vehicles); Acupick,perimeter protection; SMD; stereo analysis, crowd distribution; people counting; ANPR; heat map; PPE detection | P | 7229 | NVR5208-XI | NVR5208-XI | NVR5208-XI
NVR seria 5-XI |  | NVR5216-XI | 16 CH 1U 2HDDs WizMind NVR, resolution up to 32MP, Max. 512/512/512Mbps inc/rec/out bandwidth. N+M cluster. ISCI. 1 x HDMI up to 4K, AI by recorder: 8x face det./recognition; 8x metadata; 16x perimeter protection; 16x SMD Plus, Acupick. AI by camera: Face detection; face recognition; video metadata,(human, motor vehicles, and non-motor vehicles); perimeter protection; SMD; stereo analysis, crowd distribution; people counting; ANPR; heat map; PPE detection | P | 6193 | NVR5216-XI | NVR5216-XI | NVR5216-XI
NVR seria 5-XI |  | NVR5216-16P-XI | 16 CH 1U 2HDDs WizMind NVR, resolution up to 32MP, Max. 512/512/512Mbps inc/rec/out bandwidth. N+M cluster. ISCI. 1 x HDMI up to 4K,PoE Port: 16 ports, 10/100 Mbps, IEEE 802.3 af/at, 1-8 ports support ePoE. AI by recorder: 8x face det./recognition; 8x metadata; 16x perimeter protection; 16x SMD Plus, Acupick. AI by camera: Face detection; face recognition; video metadata,(human, motor vehicles, and non-motor vehicles); perimeter protection; SMD; stereo analysis, crowd distribution; people counting; ANPR; heat map; PPE detection | P | 8931 | NVR5216-16P-XI | NVR5216-16P-XI | NVR5216-16P-XI
4 HDD
NVR seria 5-XI |  | NVR5416-XI | 16 CH 1.5U 4HDDs WizMind NVR, resolution up to 32MP, Max. 512/512/512Mbps inc/rec/out bandwidth. N+M cluster. ISCI. 2 x HDMI up to 4K, AI by recorder: 8x face det./recognition; 8x metadata; 16x perimeter protection; 16x SMD Plus, Acupick. AI by camera: Face detection; face recognition; video metadata,(human, motor vehicles, and non-motor vehicles); perimeter protection; SMD; stereo analysis, crowd distribution; people counting; ANPR; heat map; PPE detection | P | 8033 | NVR5416-XI | NVR5416-XI | NVR5416-XI
NVR seria 5-XI |  | NVR5416-16P-XI | 16 CH 1.5U 4HDDs WizMind NVR, resolution up to 32MP, Max. 512/512/512Mbps inc/rec/out bandwidth. N+M cluster. ISCI. 2 x HDMI up to 4K, PoE Port: 16 ports, 10/100 Mbps, IEEE 802.3 af/at, 1-8 ports support ePoE. AI by recorder: 8x face det./recognition; 8x metadata; 16x perimeter protection; 16x SMD Plus, Acupick. AI by camera: Face detection; face recognition; video metadata,(human, motor vehicles, and non-motor vehicles); perimeter protection; SMD; stereo analysis, crowd distribution; people counting; ANPR; heat map; PPE detection | P | 10710 | NVR5416-16P-XI | NVR5416-XI | NVR5416-XI
NVR seria 5-XI |  | NVR5432-XI | 32 CH 1.5U 4HDDs WizMind NVR, resolution up to 32MP, Max. 512/512/512Mbps inc/rec/out bandwidth. N+M cluster. ISCI. 2 x HDMI up to 4K, AI by recorder: 8x face det./recognition; 8x metadata; 24x perimeter protection; 32x SMD Plus, Acupick. AI by camera: Face detection; face recognition; video metadata,(human, motor vehicles, and non-motor vehicles); perimeter protection; SMD; stereo analysis, crowd distribution; people counting; ANPR; heat map; PPE detection | P | 8633 | NVR5432-XI | NVR5432-XI | NVR5432-XI
NVR seria 5-XI |  | NVR5432-16P-XI | 32 CH 1.5U 4HDDs WizMind NVR, resolution up to 32MP, Max. 512/512/512Mbps inc/rec/out bandwidth. N+M cluster. ISCI. 2 x HDMI up to 4K, PoE Port: 16 ports, 10/100 Mbps, IEEE 802.3 af/at, 1-8 ports support ePoE. AI by recorder: 8x face det./recognition; 8x metadata; 24x perimeter protection; 32x SMD Plus, Acupick. AI by camera: Face detection; face recognition; video metadata,(human, motor vehicles, and non-motor vehicles); perimeter protection; SMD; stereo analysis, crowd distribution; people counting; ANPR; heat map; PPE detection | P | 11246 | NVR5432-16P-XI | NVR5416-XI | NVR5416-XI
8 HDD
NVR seria 5-XI |  | NVR5832-XI | 32 CH 2U 4HDDs WizMind NVR, resolution up to 32MP, Max. 384/384/ 384Mbps inc/rec/out bandwidth. N+M cluster, Raid0/1/5/6/10. ISCI. 2 x HDMI up to 4K, AI by recorder: 8x face det./recognition; 8x metadata; 24x perimeter protection; 32x SMD Plus. AI by camera, Acupick | P | 13069 | NVR5832-XI | NVR5832-XI | NVR5832-XI
NVR seria 5-XI |  | NVR5864-XI | 64 CH 2U 4HDDs WizMind NVR, resolution up to 32MP, Max. 384/384/ 384Mbps inc/rec/out bandwidth. N+M cluster. Raid0/1/5/6/10. ISCI. 2 x HDMI up to 4K, AI by recorder: 8x face det./recognition; 8x metadata; 24x perimeter protection; 32x SMD Plus. AI by camera, Acupick | P | 14343 | NVR5864-XI | NVR5864-XI | NVR5864-XI
NVR seria 5-XI |  | NVR5816H-XI | 16 CH 2U 8HDDs WizMind NVR, resolution up to 32MP, Max. 512/512/512Mbps inc/rec/out bandwidth. N+M cluster. ISCI. 2 x HDMI up to 4K, Hot Swap, AI by recorder: 8x face det./recognition; 8x metadata; 16x perimeter protection; 16x SMD Plus, Acupick. AI by camera: Face detection; face recognition; video metadata,(human, motor vehicles, and non-motor vehicles); perimeter protection; SMD; stereo analysis, crowd distribution; people counting; ANPR; heat map; PPE detection | P | 13388 | NVR5816H-XI | NVR5864-XI | NVR5864-XI
NVR seria 5-XI |  | NVR5816RH-XI | 16 CH 2U 4HDDs WizMind NVR, resolution up to 32MP, Max. 512/512/512Mbps inc/rec/out bandwidth. N+M cluster. ISCI. 2 x HDMI up to 4K, Hot Swap, Redundant Power, AI by recorder: 8x face det./recognition; 8x metadata; 16x perimeter protection; 16x SMD Plus, Acupick. AI by camera: Face detection; face recognition; video metadata,(human, motor vehicles, and non-motor vehicles); perimeter protection; SMD; stereo analysis, crowd distribution; people counting; ANPR; heat map; PPE detection | P | 19338 | NVR5816RH-XI | NVR5864-XI | NVR5864-XI
NVR seria 5-XI |  | NVR5832H-XI | 32 CH 2U 8HDDs WizMind NVR, resolution up to 32MP, Max. 512/512/512Mbps inc/rec/out bandwidth. N+M cluster. ISCI. 2 x HDMI up to 4K, Hot Swap, AI by recorder: 8x face det./recognition; 8x metadata; 24x perimeter protection; 32x SMD Plus, Acupick. AI by camera: Face detection; face recognition; video metadata,(human, motor vehicles, and non-motor vehicles); perimeter protection; SMD; stereo analysis, crowd distribution; people counting; ANPR; heat map; PPE detection | P | 13983 | NVR5832H-XI | NVR5864-XI | NVR5864-XI
NVR seria 5-XI |  | NVR5832RH-XI | 32 CH 2U 8HDDs WizMind NVR, resolution up to 32MP, Max. 512/512/512Mbps inc/rec/out bandwidth. N+M cluster. ISCI. 2 x HDMI up to 4K, Hot Swap, Redundant Power, AI by recorder: 8x face det./recognition; 8x metadata; 24x perimeter protection; 32x SMD Plus, Acupick. AI by camera: Face detection; face recognition; video metadata,(human, motor vehicles, and non-motor vehicles); perimeter protection; SMD; stereo analysis, crowd distribution; people counting; ANPR; heat map; PPE detection | P | 19933 | NVR5832RH-XI | NVR5864-XI | NVR5864-XI
NVR seria 5-XI |  | NVR5864H-XI | 64 CH 2U 8HDDs WizMind NVR, resolution up to 32MP, Max. 512/512/512Mbps inc/rec/out bandwidth. N+M cluster. ISCI. 2 x HDMI up to 4K, Hot Swap, AI by recorder: 8x face det./recognition; 8x metadata; 24x perimeter protection; 32x SMD Plus, Acupick. AI by camera: Face detection; face recognition; video metadata,(human, motor vehicles, and non-motor vehicles); perimeter protection; SMD; stereo analysis, crowd distribution; people counting; ANPR; heat map; PPE detection | P | 15173 | NVR5864H-XI | NVR5864-XI | NVR5864-XI
NVR seria 5-XI |  | NVR5864RH-XI | 64 CH 2U 8HDDs WizMind NVR, resolution up to 32MP, Max. 512/512/512Mbps inc/rec/out bandwidth. N+M cluster. ISCI. 2 x HDMI up to 4K, Hot Swap, Redundant Power, AI by recorder: 8x face det./recognition; 8x metadata; 24x perimeter protection; 32x SMD Plus, Acupick. AI by camera: Face detection; face recognition; video metadata,(human, motor vehicles, and non-motor vehicles); perimeter protection; SMD; stereo analysis, crowd distribution; people counting; ANPR; heat map; PPE detection | P | 21123 | NVR5864RH-XI | NVR5864-XI | NVR5864-XI
NVR seria 5-XI |  | NVR58128H-XI | 128 CH 2U 8HDDs WizMind NVR, resolution up to 32MP, Max. 512/512/512Mbps inc/rec/out bandwidth. N+M cluster. ISCI. 2 x HDMI up to 4K, Hot Swap, AI by recorder: 8x face det./recognition; 8x metadata; 24x perimeter protection; 32x SMD Plus, Acupick. AI by camera: Face detection; face recognition; video metadata,(human, motor vehicles, and non-motor vehicles); perimeter protection; SMD; stereo analysis, crowd distribution; people counting; ANPR; heat map; PPE detection | P | 18148 | NVR58128H-XI | NVR5864-XI | NVR5864-XI
NVR seria 5-XI |  | NVR58128RH-XI | 128 CH 2U 8HDDs WizMind NVR, resolution up to 32MP, Max. 512/512/512Mbps inc/rec/out bandwidth. N+M cluster. ISCI. 2 x HDMI up to 4K, Hot Swap, Redundant Power, AI by recorder: 8x face det./recognition; 8x metadata; 24x perimeter protection; 32x SMD Plus, Acupick. AI by camera: Face detection; face recognition; video metadata,(human, motor vehicles, and non-motor vehicles); perimeter protection; SMD; stereo analysis, crowd distribution; people counting; ANPR; heat map; PPE detection | P | 24098 | NVR58128RH-XI | NVR5864-XI | NVR5864-XI
WIZSEEK NVR SERIA 5-XI/PRO
2 HDD
NVR seria 5-XI/Pro |  | NVR5208-8P-XI/Pro | 8 kan., dekodowanie 2kan.@32 Mpx/8 kan.@8 Mpx, 1 VGA/1 HDMI, 8 x PoE (10/100M), wsparcie ePoE, 1 RJ45(10/100/1000M), 2 x USB , 1/1kanał audio wej/wy, alarm 4x we/2 x wy, 2 HDD (16 TB), P2P, analityka Xinghan Large-Scale AI Model, AI (przez NVR): perymetryka/ detekcja twarzy/ rozpoznawanie twarzy/SMD+, ANPR, 100-240 VAC | P | 6016
NVR seria 5-XI/Pro |  | NVR5216-16HP-XI/Pro | 16 kan., 16 PoE, dekodowanie 2kan.@32 Mpx/ 6 kan.@12 Mpx, 1 VGA/1 HDMI, 1 RJ45(10/100/1000M), 2 x USB , 1/1kanał audio wej/wy, alarm 4x we/2 x wy, 2 HDD (20 TB), P2P, AI (przez NVR): metadane/ perymetryka/ detekcja twarzy/ rozpoznawanie twarzy/SMD+, analityka Xinghan Large-Scale AI Model, AcuPick, obsługa N+M, AC230V | P | 7356
NVR seria 5-XI/Pro |  | NVR5232-XI/Pro | 32 kan., kamery do 32 Mpx, 1 VGA/1 HDMI, 1 RJ45(10/100/1000M), 2 x USB , 1/1kanał audio wej/wy, alarm 4x we/2 x wy, 2 HDD (20 TB), P2P, AI (przez NVR): metadane/ perymetryka/ detekcja twarzy/ rozpoznawanie twarzy/SMD+, analityka Xinghan Large-Scale AI Model, AcuPick, obsługa N+M, AC230V | P | 6187
4 HDD
NVR seria 5-XI/Pro |  | NVR5432-XI/Pro | 32 kan., kamery do 32 Mpx, 1 VGA/1 HDMI, 1 RJ45(10/100/1000M), 2 x USB , 1/1kanał audio wej/wy, alarm 4x we/2 x wy, 2 HDD (20 TB), P2P, AI (przez NVR): metadane/ perymetryka/ detekcja twarzy/ rozpoznawanie twarzy/SMD+, analityka Xinghan Large-Scale AI Model, AcuPick, obsługa N+M, AC230V | P | 7137
NVR seria 5-XI/Pro |  | NVR5432-16HP-XI/Pro | 32 kan. kamery do 32 Mpx, 1 VGA/1 HDMI, 16 PoE2 RJ45(10/100/1000M), 3 x USB , 1/1kanał audio wej/wy, alarm 4x we/2 x wy, 4 HDD (20 TB), P2P, AI (przez NVR): metadane/ perymetryka/ detekcja twarzy/ rozpoznawanie twarzy/SMD+, analityka Xinghan Large-Scale AI Model, AcuPick, obsługa N+M, AC230V, 1.5U | P | 9366
8 HDD
NVR seria 5-XI/Pro |  | NVR5832-16P-XI/Pro | 32 kan. kamery do 32 Mpx, 1 VGA/1 HDMI, 16 PoE2 RJ45(10/100/1000M), 3 x USB , 1/1kanał audio wej/wy, alarm 4x we/2 x wy, 4 HDD (20 TB), P2P, AI (przez NVR): metadane/ perymetryka/ detekcja twarzy/ rozpoznawanie twarzy/SMD+, analityka Xinghan Large-Scale AI Model, WizMind, AcuPick, obsługa N+M, AC230V, 2U | P | 10488
NVR seria 5-XI/Pro |  | NVR5864-XI/Pro | 64 kan. kamery do 32 Mpx, 1 VGA/1 HDMI, RJ45(10/100/1000M), 3 x USB , 1/1kanał audio wej/wy, alarm 4x we/2 x wy, 4 HDD (20 TB), P2P, AI (przez NVR): metadane/ perymetryka/ detekcja twarzy/ rozpoznawanie twarzy/SMD+, analityka Xinghan Large-Scale AI Model, WizMind, AcuPick, obsługa N+M, AC230V, 2U | P | 10940
NVR SERIA 6
8 HDD
NVR seria 6 |  | NVR608H-32-XI | 32 CH 2U 8HDDs WizMind NVR 32x 1080pCH. Max. 1024/1024/ 800Mbps inc/rec/out bandwidth. N+M cluster. Raid0/1/5/6/ 10. HDD hot swapping. AI by recorder: 4x face det./recognition; 8x metadata; 24x perimeter protection; 32x SMD Plus. AI by camera. | P | 16336 | NVR608H-32-XI
NVR seria 6 |  | NVR608RH-32-XI | 32 CH 2U 8HDDs WizMind NVR 32x 1080pCH. Max. 1024/1024/ 800Mbps inc/rec/out bandwidth. N+M cluster. Raid0/1/5/6/ 10. HDD hot swapping. AI by recorder: 4x face det./recognition; 8x metadata; 24x perimeter protection; 32x SMD Plus. AI by camera. | P | 21787 | NVR608RH-32-XI
NVR seria 6 |  | NVR608H-64-XI | 64 CH 2U 8HDDs WizMind NVR 32x 1080pCH. Max. 1024/1024/ 800Mbps inc/rec/out bandwidth. N+M cluster. Raid0/1/5/6/ 10. HDD hot swapping. AI by recorder: 4x face det./recognition; 8x metadata; 24x perimeter protection; 32x SMD Plus. AI by camera. | P | 19062 | NVR608H-64-XI
NVR seria 6 |  | NVR608RH-64-XI | 64 CH 2U 8HDDs WizMind NVR 32x 1080pCH. Max. 1024/1024/ 800Mbps inc/rec/out bandwidth. N+M cluster. Raid0/1/5/6/ 10. HDD hot swapping. AI by recorder: 4x face det./recognition; 8x metadata; 24x perimeter protection; 32x SMD Plus. AI by camera. | P | 24512 | NVR608RH-64-XI
NVR seria 6 |  | NVR608H-128-XI | 128 CH 2U 8HDDs WizMind NVR 32x 1080pCH. Max. z024/1024/ 800Mbps inc/rec/out bandwidth. N+M cluster. Raid0/1/5/6/ 10. HDD hot swapping. AI by recorder: 4x face det./recognition; 8x metadata; 24x perimeter protection; 32x SMD Plus. AI by camera. | P | 24512 | NVR608H-128-XI
NVR seria 6 |  | NVR608RH-128-XI | 128 CH 2U 8HDDs WizMind NVR 32x 1080pCH. Max.1024/1024/ 800Mbps inc/rec/out bandwidth. N+M cluster. Raid0/1/5/6/ 10. HDD hot swapping. AI by recorder: 4x face det./recognition; 8x metadata; 24x perimeter protection; 32x SMD Plus. AI by camera. | P | 29963 | NVR608RH-128-XI
16 HDD
NVR seria 6 |  | NVR616H-32-XI | 32 CH 3U 16HDDs WizMind NVR, resolution up to 32MP, Max. 1280/1280/ 1024Mbps inc/rec/out bandwidth. N+M cluster. Raid0/1/5/6/ 10. HDD hot swapping. 4 x HDMI up to 8K, AI by recorder: 8x face det./recognition; 8x metadata; 32x perimeter protection; 32x SMD Plus. AI by camera. | P | 24886 | NVR616H-32-XI
NVR seria 6 |  | NVR616H-64-XI | 64 CH 3U 16HDDs WizMind NVR, resolution up to 32MP, Max. 1280/1280/ 1024Mbps inc/rec/out bandwidth. N+M cluster. Raid0/1/5/6/ 10. HDD hot swapping. 4 x HDMI up to 8K, AI by recorder: 8x face det./recognition; 8x metadata; 32x perimeter protection; 32x SMD Plus. Support AI by camera | P | 33692 | NVR616H-64-XI
NVR seria 6 |  | NVR616H-128-XI | 128 CH 3U 16HDDs WizMind NVR, resolution up to 32MP, Max. 1280/1280/ 1024Mbps inc/rec/out bandwidth. N+M cluster. Raid0/1/5/6/ 10. HDD hot swapping. 4 x HDMI up to 8K, AI by recorder: 8x face det./recognition; 8x metadata; 32x perimeter protection; 32x SMD Plus. Support AI by camera | P | 37061 | NVR616H-128-XI
NVR seria 6 |  | NVR616RH-32-XI | 32 CH 3U 16HDDs WizMind NVR. Redundant Power. Resolution up to 32MP, Max. 1280/1280/ 1024Mbps inc/rec/out bandwidth. N+M cluster. Raid0/1/5/6/ 10. HDD hot swapping. 4 x HDMI up to 8K. AI by recorder: 8x face det./recognition; 8x metadata; 32x perimeter protection; 32x SMD Plus. AI by camera. | P | 27833 | NVR616RH-32-XI
NVR seria 6 |  | NVR616RH-64-XI | 64 CH 3U 16HDDs WizMind NVR. Redundant Power. Resolution up to 32MP, Max. 1280/1280/ 1024Mbps inc/rec/out bandwidth. N+M cluster. Raid0/1/5/6/ 10. HDD hot swapping. 4 x HDMI up to 8K, AI by recorder: 8x face det./recognition; 8x metadata; 32x perimeter protection; 32x SMD Plus. Support AI by camera | P | 40442 | NVR616RH-64-XI
NVR seria 6 |  | NVR616RH-128-XI | 128 CH 3U 16HDDs WizMind NVR. Redundant Power. Resolution up to 32MP, Max. 1280/1280/ 1024Mbps inc/rec/out bandwidth. N+M cluster. Raid0/1/5/6/ 10. HDD hot swapping. 4 x HDMI up to 8K, AI by recorder: 8x face det./recognition; 8x metadata; 32x perimeter protection; 32x SMD Plus. Support AI by camera | P | 43813 | NVR616RH-128-XI
NVR seria 6 |  | NVR616DH-64-XI | 64 CH 3U 16HDDs WizMind NVR. LCD Screen. Resolution up to 32MP, Max. 1280/1280/ 1024Mbps inc/rec/out bandwidth. N+M cluster. Raid0/1/5/6/ 10. HDD hot swapping. 4 x HDMI up to 8K, AI by recorder: 8x face det./recognition; 8x metadata; 32x perimeter protection; 32x SMD Plus. Support AI by camera | P | 38752 | NVR616DH-64-XI
NVR seria 6 |  | NVR616DH-128-XI | 128 CH 3U 16HDDs WizMind NVR. LCD Screen. Resolution up to 32MP, Max. 1280/1280/ 1024Mbps inc/rec/out bandwidth. N+M cluster. Raid0/1/5/6/ 10. HDD hot swapping. 4 x HDMI up to 8K, AI by recorder: 8x face det./recognition; 8x metadata; 32x perimeter protection; 32x SMD Plus. Support AI by camera | P | 42127 | NVR616DH-128-XI
NVR seria 6 |  | NVR616DRH-64-XI | 64 CH 3U 16HDDs WizMind NVR. LCD Screen. Redundant Power. Resolution up to 32MP, Max. 1280/1280/ 1024Mbps inc/rec/out bandwidth. N+M cluster. Raid0/1/5/6/ 10. HDD hot swapping. 4 x HDMI up to 8K, AI by recorder: 8x face det./recognition; 8x metadata; 32x perimeter protection; 32x SMD Plus. Support AI by camera | P | 45503 | NVR616DRH-64-XI
NVR seria 6 |  | NVR616DRH-128-XI | 128 CH 3U 16HDDs WizMind NVR. LCD Screen. Redundant Power. Resolution up to 32MP, Max. 1280/1280/ 1024Mbps inc/rec/out bandwidth. N+M cluster. Raid0/1/5/6/ 10. HDD hot swapping. 4 x HDMI up to 8K, AI by recorder: 8x face det./recognition; 8x metadata; 32x perimeter protection; 32x SMD Plus. Support AI by camera | P | 48878 | NVR616DRH-128-XI
IVSS SERIA
8 HDD
IVSS |  | IVSS5108 | 64CH 2U 8HDDs Intelligent Video Surveillance Server, Max 384 Mbps incoming/recording/forwarding bandwidth, 2x HDMI, HDMI 1 up to 4K, Up to 16-channel AI IVS by Camera, Up to 16-channel face recognition by camera,, Up to 16-channel video metadata by camera, RAID0/1/5/6/10/50/60, 4 x RJ-45 10/100/1000Mbps, 8 slots SATA3.0. Max.20 TB/HDD | P | 10710 | IVSS5108
IVSS |  | IVSS5108-1I | 64CH 2U 8HDDs Intelligent Video Surveillance Server, Max 384 Mbps incoming/recording/forwarding bandwidth, 2x HDMI, HDMI 1 up to 4K, Up to 16-channel AI IVS, Up to 16-channel face recognition with normal IPC, 32-channel 2 MP or 32-channel 4 MP face recognition with face detection IPC, Up to 16-channel video metadata, Up to 16-channel AcuPick with normal IPC, RAID0/1/5/6/10/50/60, 4 x RJ-45 10/100/1000Mbps, 8 slots SATA3.0. Max.20 TB/HDD | P | 15470 | IVSS5108-1I
IVSS |  | IVSS5108-2I | 64CH 2U 8HDDs Intelligent Video Surveillance Server, Max 384 Mbps incoming/recording/forwarding bandwidth, 2x HDMI, HDMI 1 up to 4K, Up to 32-channel AI IVS, Up to 32-channel face recognition with normal IPC, 64-channel 2 MP or 40-channel 4 MP face recognition with face detection IPC, Up to 32-channel video metadata, Up to 32-channel AcuPick with normal IPC, RAID0/1/5/6/10/50/60, 4 x RJ-45 10/100/1000Mbps, 8 slots SATA3.0. Max.20 TB/HDD | P | 22610 | IVSS5108-2I
IVSS |  | IVSS5108-4I | 64CH 2U 8HDDs Intelligent Video Surveillance Server, Max 384 Mbps incoming/recording/forwarding bandwidth, 2x HDMI, HDMI 1 up to 4K, Up to 64-channel AI IVS, Up to 64-channel face recognition with normal IPC, 64-channel 2 MP or 40-channel 4 MP face recognition with face detection IPC, Up to 64-channel video metadata, Up to 64-channel AcuPick with normal IPC, RAID0/1/5/6/10/50/60, 4 x RJ-45 10/100/1000Mbps, 8 slots SATA3.0. Max.20 TB/HDD | P | 36890 | IVSS5108-4I
IVSS |  | IVSS7108-1I-V2 | 128CH 2U 8HDDs Intelligent Video Surveillance Server, Max 512Mbps incoming/recording/forwarding bandwidth, 4x HDMI, HDMI 1 up to 4K, Up to 16-channel AI IVS, Up to 16-channel face recognition with normal IPC, 40-channel 2 MP or 40-channel 4 MP face recognition with face detection IPC, Up to 16-channel video metadata, Up to 16-channel AcuPick with normal IPC, Up to 16-channel 1080p intelligent video compression, RAID0/1/5/6/10/50/60, 4 x RJ-45 10/100/1000Mbps, 8 slots SATA3.0. Max.20 TB/HDD | P | 22610 | IVSS7108-1I-V2
IVSS |  | IVSS7108-2I-V2 | 128CH 2U 8HDDs Intelligent Video Surveillance Server, Max 512Mbps incoming/recording/forwarding bandwidth, 4x HDMI, HDMI 1 up to 4K, Up to 32-channel AI IVS, Up to 32-channel face recognition with normal IPC, 80-channel 2 MP or 60-channel 4 MP face recognition with face detection IPC, Up to 64-channel video metadata, Up to 64-channel AcuPick with normal IPC, Up to 64-channel 1080p intelligent video compression, RAID0/1/5/6/10/50/60, 4 x RJ-45 10/100/1000Mbps, 8 slots SATA3.0. Max.20 TB/HDD | P | 29750 | IVSS7108-2I-V2
IVSS |  | IVSS7108-4I-V2 | 128CH 2U 8HDDs Intelligent Video Surveillance Server, Max 512Mbps incoming/recording/forwarding bandwidth, 4x HDMI, HDMI 1 up to 4K, Up to 64-channel AI IVS, Up to 64-channel face recognition with normal IPC, 80-channel 2 MP or 60-channel 4 MP face recognition with face detection IPC, Up to 32-channel video metadata, Up to 32-channel AcuPick with normal IPC, Up to 32-channel 1080p intelligent video compression, RAID0/1/5/6/10/50/60, 4 x RJ-45 10/100/1000Mbps, 8 slots SATA3.0. Max.20 TB/HDD | P | 42584 | IVSS7108-4I-V2
IVSS |  | IVSS7108/H-V2 | 128CH 2U 8HDDs Intelligent Video Surveillance Server, Max 768Mbps incoming/recording/forwarding bandwidth, 4x HDMI, HDMI 1 up to 4K, Up to 80-channel AI IVS by camera, Up to 80-channel 2 MP or 60-channel 4 MP face recognition by camera, Up to 80-channel 2 MP or 60-channel 4 MP video metadata by camera, RAID0/1/5/6/10/50/60, 4 x RJ-45 10/100/1000Mbps, 8 slots SATA3.0. Max.20 TB/HDD | P | 14958 | IVSS7108/H-V2
12 HDD
IVSS |  | IVSS7112 | 128CH 2U 12HDDs Intelligent Video Surveillance Server, Max 768Mbps incoming/recording/forwarding bandwidth, 4x HDMI, HDMI 1 up to 4K, Up to 80-channel AI IVS by camera, Up to 80-channel 2 MP or 60-channel 4 MP face recognition by camera, Up to 80-channel 2 MP or 60-channel 4 MP video metadata by camera, RAID0/1/5/6/10/50/60, 4 x RJ-45 10/100/1000/2500Mbps, 12 slots SATA3.0. Max.20 TB/HDD | P | 28560 | IVSS7112
IVSS |  | IVSS7112R | 128CH 2U 12HDDs Intelligent Video Surveillance Server, Max 768Mbps incoming/recording/forwarding bandwidth, 4x HDMI, HDMI 1 up to 4K, Up to 80-channel AI IVS by camera, Up to 80-channel 2 MP or 60-channel 4 MP face recognition by camera, Up to 80-channel 2 MP or 60-channel 4 MP video metadata by camera, RAID0/1/5/6/10/50/60, 4 x RJ-45 10/100/1000/2500Mbps, 12 slots SATA3.0. Max.20 TB/HDD, 1+1 redundant power supply | P | 33320 | IVSS7112R
IVSS |  | IVSS7112-2I | 128CH 2U 12HDDs Intelligent Video Surveillance Server, Max 512Mbps incoming/recording/forwarding bandwidth, 4x HDMI, HDMI 1 up to 4K, Up to 32-channel AI IVS, Up to 32-channel face recognition with normal IPC, 80-channel 2 MP or 60-channel 4 MP face recognition with face detection IPC, Up to 32-channel video metadata, Up to 32-channel AcuPick with normal IPC, RAID0/1/5/6/10/50/60, 4 x RJ-45 10/100/1000Mbps, 12 slots SATA3.0. Max.20 TB/HDD | P | 45220 | IVSS7112-2I
IVSS |  | IVSS7112-4I | 128CH 2U 12HDDs Intelligent Video Surveillance Server, Max 512Mbps incoming/recording/forwarding bandwidth, 4x HDMI, HDMI 1 up to 4K, Up to 64-channel AI IVS, Up to 64-channel face recognition with normal IPC, 80-channel 2 MP or 60-channel 4 MP face recognition with face detection IPC, Up to 64-channel video metadata, Up to 64-channel AcuPick with normal IPC, RAID0/1/5/6/10/50/60, 4 x RJ-45 10/100/1000Mbps, 12 slots SATA3.0. Max.20 TB/HDD | P | 61880 | IVSS7112-4I
IVSS |  | IVSS7112R-2I | 128CH 2U 12HDDs Intelligent Video Surveillance Server, Max 512Mbps incoming/recording/forwarding bandwidth, 4x HDMI, HDMI 1 up to 4K, Up to 32-channel AI IVS, Up to 32-channel face recognition with normal IPC, 80-channel 2 MP or 60-channel 4 MP face recognition with face detection IPC, Up to 32-channel video metadata, Up to 32-channel AcuPick with normal IPC, RAID0/1/5/6/10/50/60, 4 x RJ-45 10/100/1000/2500Mbps, 12 slots SATA3.0. Max.20 TB/HDD, 1+1 redundant power supply | P | 49980 | IVSS7112R-2I
IVSS |  | IVSS7112R-4I | 128CH 2U 12HDDs Intelligent Video Surveillance Server, Max 512Mbps incoming/recording/forwarding bandwidth, 4x HDMI, HDMI 1 up to 4K, Up to 64-channel AI IVS, Up to 64-channel face recognition with normal IPC, 80-channel 2 MP or 60-channel 4 MP face recognition with face detection IPC, Up to 64-channel video metadata, Up to 64-channel AcuPick with normal IPC, RAID0/1/5/6/10/50/60, 4 x RJ-45 10/100/1000, 2500Mbps, 12 slots SATA3.0. Max.20 TB/HDD, 1+1 redundant power supply | P | 66640 | IVSS7112R-4I
16 HDD
IVSS |  | IVSS7116 | 256CH 3U 16HDDs Intelligent Video Surveillance Server, Max 1280 Mbps/1280 Mbps incoming/recording bandwidth, 4x HDMI, HDMI 1 up to 4K, AI by Camera: Face detection; face recognition; video metadata (human; vehicle; non-motor vehicle); IVS; license plate comparison; tripwire people counting; regional people counting; abnormal number of people in queue; smoking detection; call detection; face & body detection; SMD, RAID0/1/5/6/10/50/60, 4 x RJ-45 ports 10/100/1000/2500Mbps 16 slots SATA3.0. Max.20 TB/HDD | P | 35700 | IVSS7116
IVSS |  | IVSS7116DR | 256CH 3U 16HDDs Intelligent Video Surveillance Server, Max 1280 Mbps/1280 Mbps incoming/recording bandwidth, 4x HDMI, HDMI 1 up to 4K, Redundant Power, AI by Camera: Face detection; face recognition; video metadata (human; vehicle; non-motor vehicle); IVS; license plate comparison; tripwire people counting; regional people counting; abnormal number of people in queue; smoking detection; call detection; face & body detection; SMD, RAID0/1/5/6/10/50/60, 4 x RJ-45 ports 10/100/1000/2500Mbps 16 slots SATA3.0. Max.20 TB/HDD | P | 45220 | IVSS7116DR
IVSS |  | IVSS7116-4I | 256CH 3U 16HDDs Intelligent Video Surveillance Server, Max 768 Mbps/768 Mbps incoming/recording bandwidth, 4x HDMI, HDMI 1 up to 4K, Up to 64-channel AI IVS, Up to 64-channel face recognition with normal IPC, Up to 160-channel 2 MP or 80-channel 4 MP face recognition with face detection IPC, Up to 64-channel video metadata, Up to 64-channel AcuPick with normal IPC, RAID0/1/5/6/10/50/60, 4 x RJ-45 ports 10/100/1000/2500Mbps 16 slots SATA3.0. Max.20 TB/HDD, 2 × 10-GbE optical fiber ports (optional) | P | 83300 | IVSS7116-4I
IVSS |  | IVSS7116-8I | 256CH 3U 16HDDs Intelligent Video Surveillance Server, Max 768 Mbps/768 Mbps incoming/recording bandwidth, 4x HDMI, HDMI 1 up to 4K, Up to 128-channel AI IVS, Up to 128-channel face recognition with normal IPC, Up to 160-channel 2 MP or 80-channel 4 MP face recognition with face detection IPC, Up to 128-channel video metadata, Up to 128-channel AcuPick with normal IPC, RAID0/1/5/6/10/50/60, 4 x RJ-45 ports 10/100/1000/2500Mbps 16 slots SATA3.0. Max.20 TB/HDD, 2 × 10-GbE optical fiber ports (optional) | P | 130900 | IVSS7116-8I
IVSS |  | IVSS7116DR-4I | 256CH 3U 16HDDs Intelligent Video Surveillance Server, Max 768 Mbps/768 Mbps incoming/recording bandwidth, 4x HDMI, HDMI 1 up to 4K, REdundant Power, Up to 64-channel AI IVS, Up to 64-channel face recognition with normal IPC, Up to 160-channel 2 MP or 80-channel 4 MP face recognition with face detection IPC, Up to 64-channel video metadata, Up to 64-channel AcuPick with normal IPC, RAID0/1/5/6/10/50/60, 4 x RJ-45 ports 10/100/1000/2500Mbps 16 slots SATA3.0. Max.20 TB/HDD, 2 × 10-GbE optical fiber ports (optional) | P | 92820 | IVSS7116DR-4I
IVSS |  | IVSS7116DR-8I | 256CH 3U 16HDDs Intelligent Video Surveillance Server, Max 768 Mbps/768 Mbps incoming/recording bandwidth, 4x HDMI, HDMI 1 up to 4K, Redundant Power, Up to 128-channel AI IVS, Up to 128-channel face recognition with normal IPC, Up to 160-channel 2 MP or 80-channel 4 MP face recognition with face detection IPC, Up to 128-channel video metadata, Up to 128-channel AcuPick with normal IPC, RAID0/1/5/6/10/50/60, 4 x RJ-45 ports 10/100/1000/2500Mbps 16 slots SATA3.0. Max.20 TB/HDD, 2 × 10-GbE optical fiber ports (optional) | P | 140420 | IVSS7116DR-8I
24 HDD
IVSS |  | IVSS7124 | 256CH 4U 24HDDs Intelligent Video Surveillance Server, Max 1280 Mbps/1280 Mbps incoming/recording bandwidth, 4x HDMI, HDMI 1 up to 4K, AI by Camera: Face detection; face recognition; video metadata (human; vehicle; non-motor vehicle); IVS; license plate comparison; tripwire people counting; regional people counting; abnormal number of people in queue; smoking detection; call detection; face & body detection; SMD, RAID0/1/5/6/10/50/60, 4 x RJ-45 ports 10/100/1000/2500Mbps 24 slots SATA3.0. Max.20 TB/HDD | P | 42840 | IVSS7124
IVSS |  | IVSS7124DR | 256CH 4U 24HDDs Intelligent Video Surveillance Server, Max 1280 Mbps/1280 Mbps incoming/recording bandwidth, 4x HDMI, HDMI 1 up to 4K, Redundant Power, AI by Camera: Face detection; face recognition; video metadata (human; vehicle; non-motor vehicle); IVS; license plate comparison; tripwire people counting; regional people counting; abnormal number of people in queue; smoking detection; call detection; face & body detection; SMD, RAID0/1/5/6/10/50/60, 4 x RJ-45 ports 10/100/1000/2500Mbps 24 slots SATA3.0. Max.20 TB/HDD | P | 52360 | IVSS7124DR
IVSS |  | IVSS7124-8I | 256CH 4U 24HDDs Intelligent Video Surveillance Server, Max 768 Mbps/768 Mbps incoming/recording bandwidth, 4x HDMI, HDMI 1 up to 4K, Up to 128-channel AI IVS, Up to 128-channel face recognition with normal IPC, Up to 160-channel 2 MP or 80-channel 4 MP face recognition with face detection IPC, Up to 128-channel video metadata, Up to 128-channel AcuPick with normal IPC, RAID0/1/5/6/10/50/60, 4 x RJ-45 ports 10/100/1000/2500Mbps 16 slots SATA3.0. Max.20 TB/HDD, 2 × 10-GbE optical fiber ports (optional) | P | 138040 | IVSS7124-8I
IVSS |  | IVSS7124DR-8I | 256CH 4U 24HDDs Intelligent Video Surveillance Server, Max 768 Mbps/768 Mbps incoming/recording bandwidth, 4x HDMI, HDMI 1 up to 4K, Redundant Power, Up to 128-channel AI IVS, Up to 128-channel face recognition with normal IPC, Up to 160-channel 2 MP or 80-channel 4 MP face recognition with face detection IPC, Up to 128-channel video metadata, Up to 128-channel AcuPick with normal IPC, RAID0/1/5/6/10/50/60, 4 x RJ-45 ports 10/100/1000/2500Mbps 16 slots SATA3.0. Max.20 TB/HDD, 2 × 10-GbE optical fiber ports (optional) | P | 147560 | IVSS7124DR-8I
IVSS |  | IVSS7124-16I | 256CH 4U 24HDDs Intelligent Video Surveillance Server, Max 768 Mbps/768 Mbps incoming/recording bandwidth, 4x HDMI, HDMI 1 up to 4K, Up to 256-channel AI IVS, Up to 256-channel face recognition with normal IPC, Up to 160-channel 2 MP or 80-channel 4 MP face recognition with face detection IPC, Up to 256-channel video metadata, Up to 256-channel AcuPick with normal IPC, RAID0/1/5/6/10/50/60, 4 x RJ-45 ports 10/100/1000/2500Mbps 16 slots SATA3.0. Max.20 TB/HDD, 2 × 10-GbE optical fiber ports (optional) | P | 233240 | IVSS7124-16I
IVSS |  | IVSS7124DR-16I | 256CH 4U 24HDDs Intelligent Video Surveillance Server, Max 768 Mbps/768 Mbps incoming/recording bandwidth, 4x HDMI, HDMI 1 up to 4K, Redundant Power, Up to 256-channel AI IVS, Up to 256-channel face recognition with normal IPC, Up to 160-channel 2 MP or 80-channel 4 MP face recognition with face detection IPC, Up to 256-channel video metadata, Up to 256-channel AcuPick with normal IPC, RAID0/1/5/6/10/50/60, 4 x RJ-45 ports 10/100/1000/2500Mbps 16 slots SATA3.0. Max.20 TB/HDD, 2 × 10-GbE optical fiber ports (optional) | P | 242760 | IVSS7124DR-16I
IVD - INTELLIGENT VIDEO SURVEILLANCE SERVER
IVD |  | IVD5148-1I | 48CH 1U 1HDD INTELLIGENT VIDEO DEVICE, Max 256 Mbps incoming/recording/outgoing bandwidth, 2x HDMI, HDMI 1 up to 4K, Up to 16-channel AI IVS, Up to 16-channel face recognition with normal IPC, Up to 32-channel face recognition with face detection IPC, Up to 16-channel video metadata, Up to 16-channel AcuPick with normal IPC, 1 slot SATA3.0. Max.20 TB/HDD, 2 x RJ-45 10/100/1000Mbps | P | 10710 | IVD5148-1I
IVD |  | IVD5148-2I | 48CH 1U 1HDD INTELLIGENT VIDEO DEVICE, Max 256 Mbps incoming/recording/outgoing bandwidth, 2x HDMI, HDMI 1 up to 4K, Up to 32-channel AI IVS, Up to 32-channel face recognition with normal IPC, Up to 32-channel face recognition with face detection IPC, Up to 32-channel video metadata, Up to 32-channel AcuPick with normal IPC, 1 slot SATA3.0. Max.20 TB/HDD, 2 x RJ-45 10/100/1000Mbps | P | 16660 | IVD5148-2I
IVD |  | IVD5148-3I | 48CH 1U 1HDD INTELLIGENT VIDEO DEVICE, Max 256 Mbps incoming/recording/outgoing bandwidth, 2x HDMI, HDMI 1 up to 4K, Up to 48-channel AI IVS, Up to 48-channel face recognition with normal IPC, Up to 32-channel face recognition with face detection IPC, Up to 48-channel video metadata, Up to 48-channel AcuPick with normal IPC, 1 slot SATA3.0. Max.20 TB/HDD, 2 x RJ-45 10/100/1000Mbps | P | 22610 | IVD5148-3I
IVD |  | IVD3116-1I | 16CH 1U 1HDD INTELLIGENT VIDEO DEVICE, Max 96 Mbps incoming/recording/outgoing bandwidth, 1x HDMI, HDMI 1 up to 4K, Up to 8-channel AI IVS, Up to 8-channel face recognition with normal IPC, Up to 12-channel face recognition with face detection IPC, Up to 8-channel video metadata, Up to 8-channel AcuPick with normal IPC, 1 slot SATA3.0. Max.20 TB/HDD, 2 x RJ-45 10/100/1000Mbps | P | 7140 | IVD3116-1I
IVD |  | IVD5148WT-1I | 48CH 1U 1HDD INTELLIGENT VIDEO DEVICE, Max 256 Mbps incoming/recording/outgoing bandwidth, 2x HDMI, HDMI 1 up to 4K, Up to 16-channel AI IVS, Up to 16-channel face recognition with normal IPC, Up to 32-channel face recognition with face detection IPC, Up to 16-channel video metadata, Up to 16-channel AcuPick with normal IPC, 1 slot SATA3.0. Max.20 TB/HDD, 2 x RJ-45 10/100/1000Mbps, Operating Temperature: –35 °C to +70 °C | P | 11900 | IVD5148WT-1I
REJESTRATORY ANALOG
XVR SERIA 5
XVR seria 8 |  | XVR5816S-I3 | 16CH Penta-brid 5MP Value/1080P 2U 8HDDs WizSense Digital Video Recorder. 2-channel QuickPick 2.0 for analog channels which improves the efficiency of target retrieval. 16-channel SMD Plus for analog channels or 24-channel SMD by camera which allows the device to trigger accurate alarms for humans and vehicles. 4-channel perimeter protection for analog channels which supports tripwire and intrusion detection powered by AI. 2-channel face recognition for analog channels which supports face comparison. 16-channel AI Coding saves on storage and bandwidth while maintaining the details of targets in videos. Supports HDCVI, AHD, TVI, CVBS and IP video input. Supports up to 24-channel IP camera input and each channel can be up to 8 MP. The incoming bandwidth reaches 128 Mbps. Smart H.265+ and H.265 dual-stream video compression. | P | 5570 | XVR5816S-I3
XVR seria 8 |  | XVR5816S-4KL-I3 | 16CH Penta-brid 4K Value/5MP 2U 8HDDs WizSense Digital Video Recorder. 2-channel QuickPick 2.0 for analog channels which improves the efficiency of target retrieval. 1-channel Privacy Protection for analog channels which supports masking and restoring human faces that are detected in real time. 16-channel SMD Plus for analog channels or 32-channel SMD by camera which allows the device to trigger accurate alarms for humans and vehicles. 8-channel perimeter protection for analog channels which supports tripwire and intrusion detection powered by AI. 2-channel face recognition for analog channels which supports face comparison. 16-channel AI Coding saves on storage and bandwidth while maintaining the details of targets in videos. Supports HDCVI, AHD, TVI, CVBS and IP video input. Supports up to 32-channel IP camera input and each channel can be up to 12 MP. The incoming bandwidth reaches 128 Mbps. Smart H.265+ and H.265 dual-stream video compression | P | 8241 | XVR5816S-4KL-I3
XVR seria 8 |  | XVR5816S-4KL-I3-LP | 16CH Penta-brid 4K Value/5MP Mini 2U 8HDDs WizSense Digital Video Recorder. 2-channel QuickPick 2.0 for analog channels which improves the efficiency of target retrieval. 1-channel Privacy Protection for analog channels which supports masking and restoring human faces that are detected in real time. 16-channel SMD Plus for analog channels or 32-channel SMD by camera which allows the device to trigger accurate alarms for humans and vehicles. 8-channel perimeter protection for analog channels which supports tripwire and intrusion detection powered by AI. 2-channel face recognition for analog channels which supports face comparison. 16-channel AI Coding saves on storage and bandwidth while maintaining the details of targets in videos. Supports HDCVI, AHD, TVI, CVBS and IP video input. Supports up to 32-channel IP camera input and each channel can be up to 12 MP. The incoming bandwidth reaches 128 Mbps. Smart H.265+ and H.265 dual-stream video compression | P | 8923 | XVR5816S-4KL-I3-LP
XVR seria 8 |  | XVR5832S-I3 | 32CH Penta-brid 5MP Value/1080P 2U 8HDDs WizSense Digital Video Recorder. 2-channel QuickPick 2.0 for analog channels which improves the efficiency of target retrieval. 32-channel SMD Plus for analog channels or 48-channel SMD by camera which allows the device to trigger accurate alarms for humans and vehicles. 4-channel perimeter protection for analog channels which supports tripwire and intrusion detection powered by AI. 2-channel face recognition for analog channels which supports face comparison. 16-channel AI Coding saves on storage and bandwidth while maintaining the details of targets in videos. Supports HDCVI, AHD, TVI, CVBS and IP video input. Supports up to 48-channel IP camera input and each channel can be up to 8 MP. The incoming bandwidth reaches 192 Mbps. Smart H.265+ and H.265 dual-stream video compression. IoT and POS capabilities | P | 7930 | XVR5832S-I3
XVR seria 8 |  | XVR5832S-4KL-I3 | 16CH Penta-brid 4K Value/5MP 2U 8HDDs WizSense Digital Video Recorder. 2-channel QuickPick 2.0 for analog channels which improves the efficiency of target retrieval. 1-channel Privacy Protection for analog channels which supports masking and restoring human faces that are detected in real time. 32-channel SMD Plus for analog channels or 64-channel SMD by camera which allows the device to trigger accurate alarms for humans and vehicles. 8-channel perimeter protection for analog channels which supports tripwire and intrusion detection powered by AI. 2-channel face recognition for analog channels which supports face comparison. 32-channel AI Coding saves on storage and bandwidth while maintaining the details of targets in videos. Supports HDCVI, AHD, TVI, CVBS and IP video input. Supports up to 64-channel IP camera input and each channel can be up to 12 MP. The incoming bandwidth reaches 256 Mbps. Smart H.265+ and H.265 dual-stream video compression | P | 11078 | XVR5832S-4KL-I3

## KAMERY IP
SPIS
Dahua Technology Poland Sp. z o.o.
Seria | Zdjęcie | Kod produktu | Opis* | G.R. | MSRP cena PLN netto* | WEB
KAMERY IP
SERIA 2 - SMART DUAL LIGHT 12 Mpx
SERIA 2 |  | IPC-HDW21249T-S-IL | 12-MP 1/2.5" CMOS image sensor, 12 MP (4480 × 2512)@15 fps, 5 MP (3072×1728)@25/30 fps, 2 streams, Built-in multi-core light, the max. IR distance is 30 m and the max. warm light distance is 30 m, Smart H.265+; Smart H.264+, H.265; H.264; H.264H; H.264B; MJPEG, DWDR, 3D NR, HLC, BLC, ROI; Intrusion, tripwire (the two functions support the classifcation and accurate detection of vehicle and human), SMD Plus; Bilt-in MIC; 12 VDC (±30%); PoE (802.3af), IP67, White housing | P | 1609 | IPC-HDW21249T-S-IL
Seria 2 |  | IPC-HDW21249T-S-IL-Black | 12-MP 1/2.5" CMOS image sensor, 12 MP (4480 × 2512)@15 fps, 5 MP (3072×1728)@25/30 fps, 2 streams, Built-in multi-core light, the max. IR distance is 30 m and the max. warm light distance is 30 m, Smart H.265+; Smart H.264+, H.265; H.264; H.264H; H.264B; MJPEG, DWDR, 3D NR, HLC, BLC, ROI; Intrusion, tripwire (the two functions support the classifcation and accurate detection of vehicle and human), SMD Plus; Bilt-in MIC; 12 VDC (±30%); PoE (802.3af), IP67, Black housing | P | 1609 | IPC-HDW21249T-S-IL-Black
Seria 2 |  | IPC-HFW21249T-AS-IL | 12-MP 1/2.5" CMOS image sensor, 12 MP (4480 × 2512)@15 fps, 5 MP (3072×1728)@25/30 fps, 2 streams, Built-in multi-core light, the max. IR distance is 30 m and the max. warm light distance is 30 m, Smart H.265+; Smart H.264+, H.265; H.264; H.264H; H.264B; MJPEG, DWDR, 3D NR, HLC, BLC, ROI; Intrusion, tripwire (the two functions support the classifcation and accurate detection of vehicle and human), SMD Plus; Audio in/out, Alarm 1in/1out; 12 VDC (±30%); PoE (802.3af), IP67, IK 10 (optional), White housing | P | 1739 | IPC-HFW21249T-AS-IL
Seria 2 |  | IPC-HFW21249T-AS-IL-Black | 12-MP 1/2.5" CMOS image sensor, 12 MP (4480 × 2512)@15 fps, 5 MP (3072×1728)@25/30 fps, 2 streams, Built-in multi-core light, the max. IR distance is 30 m and the max. warm light distance is 30 m, Smart H.265+; Smart H.264+, H.265; H.264; H.264H; H.264B; MJPEG, DWDR, 3D NR, HLC, BLC, ROI; Intrusion, tripwire (the two functions support the classifcation and accurate detection of vehicle and human), SMD Plus; Audio in/out, Alarm 1in/1out; 12 VDC (±30%); PoE (802.3af), IP67, IK 10 (optional), Black housing | P | 1739 | IPC-HFW21249T-AS-IL-Black
SERIA 5 - Elevator
Seria 5 |  | IPC-HDPW5441C-AS-PV-0210B | 4-MP 1/2.9" CMOS image sensor, 4 MP (2688 × 1520) @25/30 fps. Built-in warm light and IR LED, and the max. IR distance is 10 m. Rotation mode, WDR, 3D NR, HLC, BLC, digital watermarking, Alarm: 4 in, 1 out; audio: 1 in, 1 out; RS-485; supports max. 256 G Micro SD card; built in Mic; built in speaker. 12 VDC/PoE power supply, 12 VDC power output, max. current 165 mA, and peak current 700 mA, easy for installation. The built-in floor sensor supports floor monitoring, height measurement, and floor configuration to prevent mopeds from entering the elevator. The embedded speed sensor monitors elevator behavior, including speed, upward and downward movement, and stopping status. It also triggers alarms if the elevator is moving too quickly. The attitude sensor supports three-axis attitude detection for the elevator, triggering alarms when it behaves abnormally. The temperature sensor continuously monitors temperature levels in real time, displaying readings and triggering alarms for any abnormal temperatures detected.Monitors brightness levels while displaying information on the lighting conditions inside the elevator in real time. Features elevator fault detection, addressing incidents such as moving with doors open, stopping at non-level positions, and collisions with the top or bottom of the elevator shaft | P | 1743 | IPC-HDPW5441C-AS-PV
SERIA 5 - 2 Mpx, 1/2,8"
Triple-sight
Seria 5 |  | IPC-MFW5241T2-E3-ASE-0360/1200/2500B | 3 × 2 MP Triple-Sight Perimeter Protection Bullet, 3 × 2MP 1/2.8" (1920 × 1080)@25 fps through channel1-3, Ch1: 3.6 mm Ch2: 12 mm Ch3: 25 mm, 8 IR LEDs, and the max. illumination distance is up to 100 m, Supports long-range perimeter protection. The camera can detect humans and vehicles up to 100 m away and more, Alarm: 2 in, 2 out; audio: 1 in, 1 out; supports max. 1TB Micro SD card; built-in dual Mic and speaker, supports two-way talk, IP67 and IK10 protection, ePoE | P | 3683 | IPC-MFW5241T2-E3-ASE
Fixed-focal
Seria 5 |  | IPC-HFW5241T-ASE-0280B-S3 | 1/2,8" 2 Mpx CMOS, 25/30 kl./s @ 1080P, H.265+ i H.265, WDR (120 dB), dzień/noc (ICR), alarm 1x we/wy, audio 1x we/wy, mikrofon, obiektyw 2,8mm, IR do 80 m, micro SD IP67, IK10, DC12V/PoE/ePoE, AI: perymetryka, zliczanie osób, metadane itd. | P | 1363 | IPC-HFW5241T-SE
Seria 5 |  | IPC-HFW5241T-ASE-0360B-S3 | 1/2,8" 2 Mpx CMOS, 25/30 kl./s @ 1080P, H.265+ i H.265, WDR (120 dB), dzień/noc (ICR), alarm 1x we/wy, audio 1x we/wy, mikrofon, obiektyw 3,6 mm, IR do 80 m, micro SD IP67, IK10, DC12V/PoE/ePoE, AI: perymetryka, zliczanie osób, metadane itd. | P | 1363 | IPC-HFW5241T-SE
Seria 5 |  | IPC-HFW5241E-ASE-0280B-S3 | 1/2,8" 2 Mpx CMOS, 25/30 kl./s @ 1080P, H.265+ i H.265, WDR (120 dB), dzień/noc (ICR), obiektyw stałopozycyjny 2,8 mm, IR do 50 m, micro SD, 1 x we/wy alarmowe, 1 x we/wy audio, mikrofon, IP67, DC12V/PoE/ePoE, AI: SMD, perymetryka, zliczanie osób, det. twarzy | P | 1224 | IPC-HFW5241E-ASE
Seria 5 |  | IPC-HFW5241E-ASE-0360B-S3 | 1/2,8" 2 Mpx CMOS, 25/30 kl./s @ 1080P, H.265+ i H.265, WDR (120 dB), obiektyw stałopozycyjny 3,6 mm,alarm 1x we/wy, audio 1x we/wy, mikrofon, IR do 50 m, micro SD, IP67, DC12V/PoE/ePoE, AI: SMD, perymetryka, zliczanie osób, detekcja twarzy, AI SSA | P | 1224 | IPC-HFW5241E-ASE
Seria 5 |  | IPC-HDBW5241R-ASE-0280B-S3 | 1/2,8" 2 Mpx CMOS, 25/30 kl./s @ 1080P (1920x1080), WDR (120dB), Micro SD IP67, IK10, DC12V/PoE/ePoE, max IR 50 m, alarm (1/1), audio (1/1), obiektyw 2,8 mm, AI: perymetryka, zliczanie osób, metadane itd. | P | 1224 | IPC-HDBW5241R-ASE
Seria 5 |  | IPC-HDW5241TM-ASE-0280B-S3 | 1/2,8" 2 Mpx CMOS, 25/30 kl./s @ 1080P, H.265+ i H.265, WDR (120 dB), obiektyw 2,8mm, IR do 50 m, micro SD IP67, DC12V/PoE/ePoE, AI: perymetryka, zliczanie osób, metadane, itd., wbud. mikrofon | P | 1224 | IPC-HDW5241TM-ASE
Seria 5 |  | IPC-HFW5241T-ASE-ATC | 1/2,8" 2 Mpx CMOS, 25/30 kl./s @ 1080P, H.265+ i H.265, WDR (120 dB), dzień/noc (ICR), alarm 1x we/wy, audio 1x we/wy, mikrofon, obiektyw 2,8mm, IR do 80 m, micro SD IP67, IK10, DC12V/PoE/ePoE, AI: perymetryka, zliczanie osób, metadane itd. Powłoka antykorozyjna | P | 1714
Seria 5 |  | IPC-HDW5241EM-ASE-ATC | 1/2,8" 2 Mpx CMOS, 25/30 kl./s @ 1080P, H.265+ i H.265, WDR (120 dB), obiektyw 2,8mm, IR do 50 m, micro SD IP67, DC12V/PoE/ePoE, AI: perymetryka, zliczanie osób, metadane, itd., wbud. Mikrofon. Powłoka antykorozyjna | P | 1564
Vari-focal
Seria 5 |  | IPC-HF5241F-ZE-S3 | 2-MP 1/2.8" ROI, SVC WDR, 3D NR, HLC, BLC Deep learning algorithm. Alarm: 2/2; audio: 2/1; 485; BNC; Micro SD card, MIC. PoE/ePoE. SMD 3.0. | P | 2204 | IPC-HF5241F-ZE
Seria 5 |  | IPC-HFW5241E-ZE-27135-S3 | 1/2,8" 2 Mpx CMOS, 25/30 kl./s @ 1080P, H.265+ i H.265, WDR (120 dB), obiektyw 2,7 - 13,5 mm, alarm 2x we / 1x wy, audio 1x we / 1x wy, mikrofon, IR do 60 m, micro SD, IP67, IK10, DC12V/ PoE/ePoE, AI: perymetryka, zliczanie osób, atrybuty twarzy, metadane itd. | P | 2042 | IPC-HFW5241E-ZE
Seria 5 |  | IPC-HFW5241E-ZE-0735-S3 | 2-MP 1/2.8" IR LED 120 m. ROI, SVC, WDR, 3D NR, HLC, BLC Deep learning algorithm.Alarm: 2/1; audio: 1/1; Micro SD card, MIC.24V PoE/ePoE. IP67 /IK10. SMD 3.0. | P | 2987 | IPC-HFW5241E-Z5E
Seria 5 |  | IPC-HFW5241E-ZE-0560-S3 | 2-MP 1/2.8" IR LED 150 m. ROI, SVC, WDR, 3D NR, HLC, BLC Deep learning algorithm Alarm: 2/1; audio: 1/1; Micro SD card, MIC.24V PoE/ePoE.IP67 /IK10.SMD 3.0. | P | 3355 | IPC-HFW5241E-Z12E
Seria 5 |  | IPC-HDW5241T-ZE-27135-S3 | 1/2,8" 2 Mpx CMOS, 25/30 kl./s (1920 x 1080), WDR (120 dB), IR max 40 m, Micro SD IP67, 12VDC/PoE/ePoE, AI: IVS (klasyfikacja obiektów: człowiek, pojazd), włóczenie się, gromadzenie się ludzi, parkowania, mapa ciepłą, twarzy i liczenie osób | P | 1947 | IPC-HDW5241T-ZE
Seria 5 |  | IPC-HDBW5241E-ZE-27135-DC12AC24V-S3 | 1/2,8" 2 Mpx CMOS, 25/30 kl./s @ 1080P (1920x1080), WDR (120dB), Micro SD IP67, IK10, C12V/AC24V/PoE/ePoE, IR do 40 m, alarm (1/1), audio (1/1), mikrofon, obiektyw motozoom 2,7 - 13,5 mm, AI: perymetryka, zliczanie osób, atrybuty twarzy, metadane, itd. | P | 2042 | IPC-HDBW5241E-ZE
Seria 5 |  | IPC-HDBW5241E-ZE-0735-DC12AC24V-S3 | 2-MP 1/2.8" IR LED 80 m.ROI, SVC WDR, 3D NR, HLC, BLC Deep learning algorithm. Alarm: 2/1; audio: 1/1; Micro SD card, MIC.24V PoE/ePoE.IP67 /IK10.SMD 3.0. | P | 2987 | IPC-HDBW5241E-Z5E
Seria 5 |  | IPC-HDBW5231E-ZE-HDMI-27135 | 2MP WDR IR Dome Network Camera HDMI 1/2.8” 2M P CMOS triple-stream encoding WDR(120dB), Day/Night(ICR), 3DNR,AWB,AGC,BLC 2.7mm ~13.5mm motorized lens HDMI 1.4a support 1/1 Alarm, 1/1 audio. Max. IR LEDs Length 50m Micro SD memory, IP67, IK10, PoE+ | P | 2448 | IPC-HDBW5231E-ZE-HDMI
Seria 5 |  | IPC-HFW5241E-ZE-ATC | 1/2,8" 2 Mpx CMOS, 25/30 kl./s @ 1080P, H.265+ i H.265, WDR (120 dB), obiektyw 2,7 - 13,5 mm, alarm 2x we / 1x wy, audio 1x we / 1x wy, mikrofon, IR do 60 m, micro SD, IP67, IK10, DC12V/ PoE/ePoE, AI: perymetryka, zliczanie osób, atrybuty twarzy, metadane itd. Powłoka antykorozyjna | P | 2448
Seria 5 |  | IPC-HFW5241E-Z5E-ATC | 1/2,8" 2 Mpx CMOS, 25/30 kl./s @ 1080P, H.265+ i H.265, WDR (120 dB), obiektyw 7 - 35 mm, alarm 2x we / 1x wy, audio 1x we / 1x wy, mikrofon, IR do 60 m, micro SD, IP67, IK10, DC12V/ PoE/ePoE, AI: perymetryka, zliczanie osób, atrybuty twarzy, metadane itd. Powłoka antykorozyjna | P | 3472
Seria 5 |  | IPC-HDW5241T-ZE-ATC | 1/2,8" 2 Mpx CMOS, 25/30 kl./s (1920 x 1080), WDR (120 dB), IR max 40 m, Micro SD IP67, 12VDC/PoE/ePoE, AI: IVS (klasyfikacja obiektów: człowiek, pojazd), włóczenie się, gromadzenie się ludzi, parkowania, mapa ciepłą, twarzy i liczenie osób. Powłoka antykorozyjna | P | 2348
SERIA 5 - 4 Mpx, 1/1,8"
IR Fixed-focal
Seria 5 |  | IPC-HFW5442T-ASE-0280B-S3 | 4-MP 1/1.8" 4 MP IR LED 30 m. ROI, SVC WDR, 3D NR, HLC, BLC Deep learning algorithm. Alarm: 1/1; audio: 1/1; Micro SD card, MIC PoE/ePoE. IP67 IK10.SMD 3.0. | P | 1981 | IPC-HFW5442T-ASE
Seria 5 |  | IPC-HFW5442T-ASE-0360B-S3 | 4-MP 1/1.8" 4 MP IR LED 30 m. ROI, SVC WDR, 3D NR, HLC, BLC Deep learning algorithm. Alarm: 1/1; audio: 1/1; Micro SD card, MIC PoE/ePoE.IP67 /IK10.SMD 3.0. | P | 1981 | IPC-HFW5442T-ASE
Seria 5 |  | IPC-HFW5442T-ASE-0600B-S3 | 4-MP 1/1.8" 4 MP IR LED 80 m.ROI, SVC WDR, 3D NR, HLC, BLC Deep learning algorithm.Alarm: 1/1; audio: 1/1; Micro SD card, MIC PoE/ePoE.IP67 /IK10.SMD 3.0. | P | 1981 | IPC-HFW5442T-ASE
Seria 5 |  | IPC-HFW5442E-ASE-0360B-S3 | 4-MP 1/1.8" 4 MP IR LED 30 m. ROI, SVC WDR, 3D NR, HLC, BLC Deep learning algorithm. Alarm: 1/1; audio: 1/1; Micro SD card, MIC PoE/ePoE.IP67.SMD 3.0. | P | 1775 | IPC-HFW5442E-ASE
Seria 5 |  | IPC-HFW5442E-ASE-0280B-S3 | 4-MP 1/1.8" 4 MP IR LED 30 m. ROI, SVC WDR, 3D NR, HLC, BLC Deep learning algorithm. Alarm: 1/1; audio: 1/1; Micro SD card, MIC PoE/ePoE.IP67.SMD 3.0. | P | 1775 | IPC-HFW5442E-ASE
Seria 5 |  | IPC-HFW5442E-ASE-0600B-S3 | 4-MP 1/1.8" 4 MP IR LED 50 m. ROI, SVC WDR, 3D NR, HLC, BLC Deep learning sound detection, IVS, face detection. Alarm: 1/1; audio: 1/1; Micro SD card, MIC. PoE/ePoE.IP67.SMD 3.0. | P | 1775 | IPC-HFW5442E-ASE
Seria 5 |  | IPC-HDBW5442R-ASE-0280B-S3 | 4-MP 1/1.8" 4 MP IR LED 30 m. ROI, SVC WDR, 3D NR, HLC, BLC Deep learning video metadata, smart sound detection, IVS, face detection, etc Alarm: 1/1; audio: 1/1; Micro SD card, MIC. 12VDC/PoE/ePoE.IP67 /IK10.SMD 3.0. | P | 1775 | IPC-HDBW5442R-ASE
Seria 5 |  | IPC-HDBW5442R-ASE-0360B-S3 | 4-MP 1/1.8" 4 MP IR LED 30 m. ROI, SVC WDR, 3D NR, HLC, BLC Deep learning video metadata, smart sound detection, IVS, face detection, etc Alarm: 1/1; audio: 1/1; Micro SD card, MIC. 12VDC/PoE/ePoE.IP67 /IK10.SMD 3.0. | P | 1775 | IPC-HDBW5442R-ASE
Seria 5 |  | IPC-HDBW5442R-ASE-0600B-S3 | 4-MP 1/1.8" 4 MP IR LED 50 m. ROI, SVC WDR, 3D NR, HLC, BLC Deep learning video metadata, smart sound detection, IVS, face detection, etcAlarm: 1/1; audio: 1/1; Micro SD card, MIC PoE/ePoE.IP67 /IK10.SMD 3.0. | P | 1775 | IPC-HDBW5442R-ASE
Seria 5 |  | IPC-HDW5442TM-ASE-0280B-S3 | 4-MP 1/1.8" 4 MP IR LED 30 m. ROI, SVC WDR, 3D NR, HLC, BLC Deep learning video metadata, smart sound detection, IVS, face detection, etcAlarm: 1/1; audio: 1/1; Micro SD card, MIC PoE/ePoE.IP67.SMD 3.0. | P | 1775 | IPC-HDW5442TM-ASE
Seria 5 |  | IPC-HDW5442TM-ASE-0360B-S3 | 4-MP 1/1.8" 4 MP IR LED 30 m. ROI, SVC WDR, 3D NR, HLC, BLC Deep learning video metadta, smart sound detection, IVS, face detection, etc Alarm: 1/1; audio: 1/1; Micro SD card, MIC PoE/ePoE.IP67.SMD 3.0. | P | 1775 | IPC-HDW5442TM-ASE
Seria 5 |  | IPC-HDW5442TM-ASE-0600B-S3 | 4-MP 1/1.8" 4 MP IR LED 50 m. ROI, SVC WDR, 3D NR, HLC, BLC Deep learning video metadata, smart sound detection, IVS, face detection, etc Alarm: 1/1; audio: 1/1; Micro SD card, MIC PoE/ePoE.IP67.SMD 3.0. | P | 1775 | IPC-HDW5442TM-ASE
Seria 5 |  | IPC-HFW5442T-ASE-ATC | 4-MP 1/1.8" 4 MP IR LED 30 m. ROI, SVC WDR, 3D NR, HLC, BLC Deep learning algorithm. Alarm: 1/1; audio: 1/1; Micro SD card, MIC PoE/ePoE. IP67 IK10.SMD 3.0. Anti corrosion coating | P | 2382
Seria 5 |  | IPC-HDW5442EM-ASE-ATC | 4-MP 1/1.8" 4 MP IR LED 30 m. ROI, SVC WDR, 3D NR, HLC, BLC Deep learning video metadata, smart sound detection, IVS, face detection, etcAlarm: 1/1; audio: 1/1; Micro SD card, MIC PoE/ePoE.IP67.SMD 3.0. Anti corrosion coating | P | 2159
Smart Dual Light Fixed-focal
Seria 5 |  | IPC-HFW5459E-ASE-IL-0280B | 4-MP 1/1.8" CMOS image sensor 4 MP (2688 × 1520) @25/30 fps. Built-in multi-core light, the max. IR distance is 50 m and the max. warm light distance is 50 m. Lens 2.8mm F1.6. ROI, SVC, SMART H.264+/H.265+, AI H.264/H.265, encoding after filter, flexible coding. Rotation mode, WDR, 3D NR, HLC, BLC, digital watermarking. Powered by the Xinghan Large-Scale AI Models-Vision, AcuPick, video metadata, IVS, face detection, and people counting, etc. Alarm: 1 in, 1 out; audio: 1 in, 1 out; supports max. 1 TB Micro SD card; built-in Mic. 12 VDC/PoE power supply; ePoE. IP67 protection | P | 1775 | IPC-HFW5459E-ASE-IL
Seria 5 |  | IPC-HFW5459E-ASE-IL-0360B | 4-MP 1/1.8" CMOS image sensor 4 MP (2688 × 1520) @25/30 fps. Built-in multi-core light, the max. IR distance is 50 m and the max. warm light distance is 50 m. Lens 3.6mm F1.6. ROI, SVC, SMART H.264+/H.265+, AI H.264/H.265, encoding after filter, flexible coding. Rotation mode, WDR, 3D NR, HLC, BLC, digital watermarking. Powered by the Xinghan Large-Scale AI Models-Vision, AcuPick, video metadata, IVS, face detection, and people counting, etc. Alarm: 1 in, 1 out; audio: 1 in, 1 out; supports max. 1 TB Micro SD card; built-in Mic. 12 VDC/PoE power supply; ePoE. IP67 protection | P | 1775 | IPC-HFW5459E-ASE-IL
Seria 5 |  | IPC-HFW5459E-ASE-IL-0600B | 4-MP 1/1.8" CMOS image sensor 4 MP (2688 × 1520) @25/30 fps. Built-in multi-core light, the max. IR distance is 50 m and the max. warm light distance is 50 m. Lens 3.6mm F1.6. ROI, SVC, SMART H.264+/H.265+, AI H.264/H.265, encoding after filter, flexible coding. Rotation mode, WDR, 3D NR, HLC, BLC, digital watermarking. Powered by the Xinghan Large-Scale AI Models-Vision, AcuPick, video metadata, IVS, face detection, and people counting, etc. Alarm: 1 in, 1 out; audio: 1 in, 1 out; supports max. 1 TB Micro SD card; built-in Mic. 12 VDC/PoE power supply; ePoE. IP67 protection | P | 1775 | IPC-HFW5459E-ASE-IL
Seria 5 |  | IPC-HFW5459T-ASE-IL-0280B | 4-MP 1/1.8" CMOS image sensor 4 MP (2688 × 1520) @25/30 fps. Built-in multi-core light, the max. IR distance is 80 m and the max. warm light distance is 60 m. Lens 2.8mm F1.6. ROI, SVC, SMART H.264+/H.265+, AI H.264/H.265, encoding after filter, flexible coding. Rotation mode, WDR, 3D NR, HLC, BLC, digital watermarking. Powered by the Xinghan Large-Scale AI Models-Vision, AcuPick, video metadata, IVS, face detection, and people counting, etc. Alarm: 1 in, 1 out; audio: 1 in, 1 out; supports max. 1 TB Micro SD card; built-in Mic. 12 VDC/PoE power supply; ePoE. IP67 and IK10 protection | P | 1981 | IPC-HFW5459T-ASE-IL
Seria 5 |  | IPC-HFW5459T-ASE-IL-0360B | 4-MP 1/1.8" CMOS image sensor 4 MP (2688 × 1520) @25/30 fps. Built-in multi-core light, the max. IR distance is 80 m and the max. warm light distance is 60 m. Lens 3.6mm F1.6. ROI, SVC, SMART H.264+/H.265+, AI H.264/H.265, encoding after filter, flexible coding. Rotation mode, WDR, 3D NR, HLC, BLC, digital watermarking. Powered by the Xinghan Large-Scale AI Models-Vision, AcuPick, video metadata, IVS, face detection, and people counting, etc. Alarm: 1 in, 1 out; audio: 1 in, 1 out; supports max. 1 TB Micro SD card; built-in Mic. 12 VDC/PoE power supply; ePoE. IP67 and IK10 protection | P | 1981 | IPC-HFW5459T-ASE-IL
Seria 5 |  | IPC-HFW5459T-ASE-IL-0600B | 4-MP 1/1.8" CMOS image sensor 4 MP (2688 × 1520) @25/30 fps. Built-in multi-core light, the max. IR distance is 80 m and the max. warm light distance is 60 m. Lens 6mm F1.6. ROI, SVC, SMART H.264+/H.265+, AI H.264/H.265, encoding after filter, flexible coding. Rotation mode, WDR, 3D NR, HLC, BLC, digital watermarking. Powered by the Xinghan Large-Scale AI Models-Vision, AcuPick, video metadata, IVS, face detection, and people counting, etc. Alarm: 1 in, 1 out; audio: 1 in, 1 out; supports max. 1 TB Micro SD card; built-in Mic. 12 VDC/PoE power supply; ePoE. IP67 and IK10 protection | P | 1981 | IPC-HFW5459T-ASE-IL
Seria 5 |  | IPC-HDW5459TM-ASE-IL-0280B | 4-MP 1/1.8" CMOS image sensor 4 MP (2688 × 1520) @25/30 fps. Built-in multi-core light, the max. IR distance is 50 m and the max. warm light distance is 50 m. Lens 2.8mm F1.6. ROI, SVC, SMART H.264+/H.265+, AI H.264/H.265, encoding after filter, flexible coding. Rotation mode, WDR, 3D NR, HLC, BLC, digital watermarking. Powered by the Xinghan Large-Scale AI Models-Vision, AcuPick, video metadata, IVS, face detection, and people counting, etc. Alarm: 1 in, 1 out; audio: 1 in, 1 out; supports max. 1 TB Micro SD card; built-in Mic. 12 VDC/PoE power supply; ePoE. IP67 protection | P | 1775 | IPC-HDW5459TM-ASE-IL
Seria 5 |  | IPC-HDW5459TM-ASE-IL-0360B | 4-MP 1/1.8" CMOS image sensor 4 MP (2688 × 1520) @25/30 fps. Built-in multi-core light, the max. IR distance is 50 m and the max. warm light distance is 50 m. Lens 3.6mm F1.6. ROI, SVC, SMART H.264+/H.265+, AI H.264/H.265, encoding after filter, flexible coding. Rotation mode, WDR, 3D NR, HLC, BLC, digital watermarking. Powered by the Xinghan Large-Scale AI Models-Vision, AcuPick, video metadata, IVS, face detection, and people counting, etc. Alarm: 1 in, 1 out; audio: 1 in, 1 out; supports max. 1 TB Micro SD card; built-in Mic. 12 VDC/PoE power supply; ePoE. IP67 protection | P | 1775 | IPC-HDW5459TM-ASE-IL
Seria 5 |  | IPC-HDW5459TM-ASE-IL-0600B | 4-MP 1/1.8" CMOS image sensor 4 MP (2688 × 1520) @25/30 fps. Built-in multi-core light, the max. IR distance is 50 m and the max. warm light distance is 50 m. Lens 6mm F1.6. ROI, SVC, SMART H.264+/H.265+, AI H.264/H.265, encoding after filter, flexible coding. Rotation mode, WDR, 3D NR, HLC, BLC, digital watermarking. Powered by the Xinghan Large-Scale AI Models-Vision, AcuPick, video metadata, IVS, face detection, and people counting, etc. Alarm: 1 in, 1 out; audio: 1 in, 1 out; supports max. 1 TB Micro SD card; built-in Mic. 12 VDC/PoE power supply; ePoE. IP67 protection | P | 1775 | IPC-HDW5459TM-ASE-IL
Seria 5 |  | IPC-HDBW5459R-ASE-IL-0280B | 4-MP 1/1.8" CMOS image sensor 4 MP (2688 × 1520) @25/30 fps. Built-in multi-core light, the max. IR distance is 50 m and the max. warm light distance is 50 m. Lens 2.8mm F1.6. ROI, SVC, SMART H.264+/H.265+, AI H.264/H.265, encoding after filter, flexible coding. Rotation mode, WDR, 3D NR, HLC, BLC, digital watermarking. Powered by the Xinghan Large-Scale AI Models-Vision, AcuPick, video metadata, IVS, face detection, and people counting, etc. Alarm: 1 in, 1 out; audio: 1 in, 1 out; supports max. 1 TB Micro SD card; built-in Mic. 12 VDC/PoE power supply; ePoE. IP67 and IK10 protection | P | 1775 | IPC-HDBW5459R-ASE-IL
Seria 5 |  | IPC-HDBW5459R-ASE-IL-0360B | 4-MP 1/1.8" CMOS image sensor 4 MP (2688 × 1520) @25/30 fps. Built-in multi-core light, the max. IR distance is 50 m and the max. warm light distance is 50 m. Lens 2.8mm F1.6. ROI, SVC, SMART H.264+/H.265+, AI H.264/H.265, encoding after filter, flexible coding. Rotation mode, WDR, 3D NR, HLC, BLC, digital watermarking. Powered by the Xinghan Large-Scale AI Models-Vision, AcuPick, video metadata, IVS, face detection, and people counting, etc. Alarm: 1 in, 1 out; audio: 1 in, 1 out; supports max. 1 TB Micro SD card; built-in Mic. 12 VDC/PoE power supply; ePoE. IP67 and IK10 protection | P | 1775 | IPC-HDBW5459R-ASE-IL
Seria 5 |  | IPC-HDBW5459R-ASE-IL-0600B | 4-MP 1/1.8" CMOS image sensor 4 MP (2688 × 1520) @25/30 fps. Built-in multi-core light, the max. IR distance is 50 m and the max. warm light distance is 50 m. Lens 2.8mm F1.6. ROI, SVC, SMART H.264+/H.265+, AI H.264/H.265, encoding after filter, flexible coding. Rotation mode, WDR, 3D NR, HLC, BLC, digital watermarking. Powered by the Xinghan Large-Scale AI Models-Vision, AcuPick, video metadata, IVS, face detection, and people counting, etc. Alarm: 1 in, 1 out; audio: 1 in, 1 out; supports max. 1 TB Micro SD card; built-in Mic. 12 VDC/PoE power supply; ePoE. IP67 and IK10 protection | P | 1775 | IPC-HDBW5459R-ASE-IL
WizColor Fixed-focal
Seria 5 |  | IPC-HFW5459T1-ASE-PV-0280B-PRO | 4-MP 1/1.8" CMOS image sensor, 4 MP (2688 × 1520) @25/30 fps. Built-in multi-core light, the max. IR distance is 80 m and the max. warm light distance is 60 m. 4-streams. ROI, SVC, SMART H.264+/H.265+, AI H.264/H.265, encoding after filter, flexible coding, Rotation mode, WDR, 3D NR, HLC, BLC, digital watermarking. Features AI Rule Assist, which automatically creates highly accurate IVS rules based on the Xinghan Vision Models. Supports: AcuPick, video metadata, IVS, face detection, and people counting, etc. Alarm: 1 in, 1 out; audio: 1 in, 1 out; RS-485; supports max. 1 TB Micro SD card; built-in dual Mic; 1-ch speaker; support two-way talk. 12 VDC/PoE power supply; ePoE; 12 VDC power output, and max. current 165mA, easy for installation. IP67 and IK10 protection, Dual Power Backup | P | 2180 | IPC-HFW5459T1-ASE-PV-PRO
Seria 5 |  | IPC-HFW5459T1-ASE-PV-0360B-PRO | 4-MP 1/1.8" CMOS image sensor, 4 MP (2688 × 1520) @25/30 fps. Built-in multi-core light, the max. IR distance is 80 m and the max. warm light distance is 60 m. Lens 3.6mm F1.0. 4-streams. ROI, SVC, SMART H.264+/H.265+, AI H.264/H.265, encoding after filter, flexible coding, Rotation mode, WDR, 3D NR, HLC, BLC, digital watermarking. Features AI Rule Assist, which automatically creates highly accurate IVS rules based on the Xinghan Vision Models. Supports: AcuPick, video metadata, IVS, face detection, and people counting, etc. Alarm: 1 in, 1 out; audio: 1 in, 1 out; RS-485; supports max. 1 TB Micro SD card; built-in dual Mic; 1-ch speaker; support two-way talk. 12 VDC/PoE power supply; ePoE; 12 VDC power output, and max. current 165mA, easy for installation. IP67 and IK10 protection, Dual Power Backup | P | 2180 | IPC-HFW5459T1-ASE-PV-PRO
Seria 5 |  | IPC-HDW5459H-ASE-PV-0280B-PRO | 4-MP 1/1.8" CMOS image sensor, 4 MP (2688 × 1520) @25/30 fps. Built-in multi-core light, the max. IR distance is 60 m and the max. warm light distance is 50 m. Lens 2.8mm F1.0. 4-streams. ROI, SVC, SMART H.264+/H.265+, AI H.264/H.265, encoding after filter, flexible coding, Rotation mode, WDR, 3D NR, HLC, BLC, digital watermarking. Features AI Rule Assist, which automatically creates highly accurate IVS rules based on the Xinghan Vision Models. Supports: AcuPick, video metadata, IVS, face detection, and people counting, etc. Alarm: 1 in, 1 out; audio: 1 in, 1 out; RS-485; supports max. 1 TB Micro SD card; built-in dual Mic; 1-ch speaker; support two-way talk. 12 VDC/PoE power supply; ePoE; 12 VDC power output, and max. current 165mA, easy for installation. IP67 and IK10 protection, Dual Power Backup | P | 2180 | IPC-HDW5459H-ASE-PV-PRO
Seria 5 |  | IPC-HDW5459H-ASE-PV-0360B-PRO | 4-MP 1/1.8" CMOS image sensor, 4 MP (2688 × 1520) @25/30 fps. Built-in multi-core light, the max. IR distance is 60 m and the max. warm light distance is 50 m. Lens 2.8mm F1.0. 4-streams. ROI, SVC, SMART H.264+/H.265+, AI H.264/H.265, encoding after filter, flexible coding, Rotation mode, WDR, 3D NR, HLC, BLC, digital watermarking. Features AI Rule Assist, which automatically creates highly accurate IVS rules based on the Xinghan Vision Models. Supports: AcuPick, video metadata, IVS, face detection, and people counting, etc. Alarm: 1 in, 1 out; audio: 1 in, 1 out; RS-485; supports max. 1 TB Micro SD card; built-in dual Mic; 1-ch speaker; support two-way talk. 12 VDC/PoE power supply; ePoE; 12 VDC power output, and max. current 165mA, easy for installation. IP67 and IK10 protection, Dual Power Backup | P | 2180 | IPC-HDW5459H-ASE-PV-PRO
Seria 5 |  | IPC-HDBW5459R1-ASE-PV-0280B-PRO | 4-MP 1/1.8" CMOS image sensor, 4 MP (2688 × 1520) @25/30 fps. Built-in multi-core light, the max. IR distance is 60 m and the max. warm light distance is 50 m. Lens 2.8mm F1.0. 4-streams. ROI, SVC, SMART H.264+/H.265+, AI H.264/H.265, encoding after filter, flexible coding, Rotation mode, WDR, 3D NR, HLC, BLC, digital watermarking. Features AI Rule Assist, which automatically creates highly accurate IVS rules based on the Xinghan Vision Models. Supports: AcuPick, video metadata, IVS, face detection, and people counting, etc. Alarm: 1 in, 1 out; audio: 1 in, 1 out; RS-485; supports max. 1 TB Micro SD card; built-in dual Mic; 1-ch speaker; support two-way talk. 12 VDC/PoE power supply; ePoE; 12 VDC power output, and max. current 165mA, easy for installation. IP67 and IK10 protection, Dual Power Backup | P | 2180 | IPC-HDBW5459R1-ASE-PV-PRO
Seria 5 |  | IPC-HDBW5459R1-ASE-PV-0360B-PRO | 4-MP 1/1.8" CMOS image sensor, 4 MP (2688 × 1520) @25/30 fps. Built-in multi-core light, the max. IR distance is 60 m and the max. warm light distance is 50 m. Lens 3.6mm F1.0. 4-streams. ROI, SVC, SMART H.264+/H.265+, AI H.264/H.265, encoding after filter, flexible coding, Rotation mode, WDR, 3D NR, HLC, BLC, digital watermarking. Features AI Rule Assist, which automatically creates highly accurate IVS rules based on the Xinghan Vision Models. Supports: AcuPick, video metadata, IVS, face detection, and people counting, etc. Alarm: 1 in, 1 out; audio: 1 in, 1 out; RS-485; supports max. 1 TB Micro SD card; built-in dual Mic; 1-ch speaker; support two-way talk. 12 VDC/PoE power supply; ePoE; 12 VDC power output, and max. current 165mA, easy for installation. IP67 and IK10 protection, Dual Power Backup | P | 2180 | IPC-HDBW5459R1-ASE-PV-PRO
IR Vari-focal
Seria 5 |  | IPC-HF5442F-ZE-S3 | 4-MP 1/1.8" 4MP ROI, SVC WDR, 3D NR, HLC, BLC Deep learning algorithm. Alarm: 2/2; audio: 2/1; 485; BNC; Micro SD card, MIC. PoE/ePoE. 12 VDC output, max. current 165 mA, SMD 3.0. | P | 2938 | IPC-HF5442F-ZE
Seria 5 |  | IPC-HF5452F-ZE-S4 | 4-MP 1/1.8" CMOS image sensor, low luminance, and high definition image. Outputs max. 4 MP (2688 × 1520) @25/30 fps. ROI, SVC, SMART H.264+/H.265+, AI H.264/H.265, encoding after filter, flexible coding, applicable to various bandwidth and storage environments. Rotation mode, WDR, 3D NR, HLC, BLC, digital watermarking, applicable to various monitoring scenes. Powered by the Xinghan Large-Scale AI Models-Vision, the camera outstandingly delivers on its object detection, recognition, and scene adaptation functions. With deep learning algorithm, it supports: AcuPick, video metadata, IVS, face detection, and people counting, etc. Alarm: 2 in, 2 out; audio: 2 in, 1 out; RS-485; BNC; supports max. 1 TB Micro SD card; built-in Mic. 12 VDC/24 VAC/PoE power supply; ePoE; 12 VDC power output, and max. current 165mA, easy for installation. | P | 2938 | IPC-HF5452F-ZE=S4
Seria 5 |  | IPC-HFW5442E-ZE-2712-S3 | 4-MP 1/1.8" 4MP IR LED 60 m. ROI, SVC WDR, 3D NR, HLC, BLC Deep learning algorithm. Alarm: 2/1; audio: 1/1; Micro SD card, MIC PoE/ePoE.IP67 /IK10.SMD 3.0. | P | 2726 | IPC-HFW5442E-ZE
Seria 5 |  | IPC-HFW5442E-ZHE-2712-S3 | 4-MP 1/1.8" 4MP IR LED 60 m. ROI, SVC WDR, 3D NR, HLC, BLC Deep learning algorithm. Alarm: 2/1; audio: 1/1; Micro SD card, Mic PoE/ePoE.IP67 /IK10.SMD 3.0. | P | 3010 | IPC-HFW5442E-ZHE
Seria 5 |  | IPC-HFW5442E-ZE-0832-S3 | 4-MP 1/1.8" 4MP IR LED 120 m. ROI, SVC WDR, 3D NR, HLC, BLC Deep learning algorithm. Alarm: 2/1; audio: 1/1; Micro SD card, MIC PoE/ePoE.IP67 /IK10.SMD 3.0. | P | 3995 | IPC-HFW5442E-Z4E
Seria 5 |  | IPC-HFW5442H-ZHE-2712F-DC12AC24V-S3 | 4-MP 1/1.8" 4 MP IR LED 60 m. ROI, SVC WDR, 3D NR, HLC, BLC Deep learning algorithm. Alarm: 3/2; audio: 1/1; RS-485; power output; Micro SD card, dual MICs. PoE/ePoE.IP67, IK10.SMD 3.0. | P | 3944 | IPC-HFW5442H-ZHE
Seria 5 |  | IPC-HFW5442H-ZHE-0832-DC12AC24V-S3 | 4-MP 1/1.8" 4 MP IR LED 120 m. ROI, SVC WDR, 3D NR, HLC, BLC Deep learning algorithm. Alarm: 3/2; audio: 1/1; RS-485; power output; Micro SD card, dual MICs. PoE/ePoE.IP67, IK10.SMD 3.0. | P | 4334 | IPC-HFW5442H-Z4HE
Seria 5 |  | IPC-HFW5442H-ZHE-2712F-DC12AC24V-ATC-S3 | 4-MP 1/1.8" 4 MP IR LED 60 m. ROI, SVC WDR, 3D NR, HLC, BLC Deep learning algorithm. Alarm: 3/2; audio: 1/1; RS-485; power output; Micro SD card, dual MICs. PoE/ePoE.IP67, IK10.SMD 3.0. | P | 4434 | IPC-HFW5442H-ZHE
Seria 5 |  | IPC-HFW5442H-ZHE-0832-DC12AC24V-ATC-S3 | 4-MP 1/1.8" 4 MP IR LED 120 m. ROI, SVC WDR, 3D NR, HLC, BLC Deep learning algorithm. Alarm: 3/2; audio: 1/1; RS-485; Micro SD card, dual MICs. PoE/ePoE.IP67, IK10.SMD 3.0. | P | 4823 | IPC-HFW5442H-Z4HE
Seria 5 |  | IPC-HDBW5442E-ZE-2712-DC12AC24V-S3 | 4-MP 1/1.8" 4MP IR LED 40 m. ROI, SVC WDR, 3D NR, HLC, BLC Deep learning algorithm. Alarm: 2/1; audio: 1/1; Micro SD card, MIC. PoE/ePoE. IP67 /IK10.SMD 3.0. | P | 2726 | IPC-HDBW5442E-ZE
Seria 5 |  | IPC-HDBW5442E-ZHE-2712-DC12AC24V-S3 | 4-MP 1/1.8" 4MP IR LED 40 m. ROI, SVC WDR, 3D NR, HLC, BLC Deep learning IVS, face detection, smart object detection, /etc. Alarm: 2/1; audio: 1/1; Micro SD card, MIC. PoE/ePoE.IP67 /IK10.SMD 3.0. | P | 3010 | IPC-HDBW5442E-ZHE
Seria 5 |  | IPC-HDBW5442E-ZE-0832-DC12AC24V-S3 | 4-MP 1/1.8" 4MP IR LED 80 m.ROI, SVC WDR, 3D NR, HLC, BLC Deep learning algorithm. Alarm: 2/1; audio: 1/1; Micro SD card, MIC. PoE/ePoE.IP67 /IK10.SMD 3.0. | P | 3995 | IPC-HDBW5442E-Z4E
Seria 5 |  | IPC-HDBW5442H-ZHE-2712F-DC12AC24V-S3 | 4-MP 1/1.8" 4 MP IR LED 40 m. ROI, SVC WDR, 3D NR, HLC, BLC Deep learning. Alarm: 3/2; audio: 1/1; RS-485; power output; Micro SD card, dual MICs. PoE/ePoE.IP67, IK10.SMD 3.0. | P | 3316 | IPC-HDBW5442H-ZHE
Seria 5 |  | IPC-HDBW5442H-ZHE-0832-DC12AC24V-S3 | 4-MP 1/1.8" 4 MP IR LED 80 m. ROI, SVC WDR, 3D NR, HLC, BLC Deep learning. Alarm: 3/2; audio: 1/1; RS-485; power output; Micro SD card, dual MICs. PoE/ePoE.IP67, IK10.SMD 3.0. | P | 4334 | IPC-HDBW5442H-Z4HE
Seria 5 |  | IPC-HDBW5442H-ZHE-2712F-DC12AC24V-ATC-S3 | 4-MP 1/1.8" 4 MP IR LED 40 m. ROI, SVC WDR, 3D NR, HLC, BLC Deep learning algorithm.Alarm: 3/2; audio: 1/1; RS-485; power output; Micro SD card, dual MICs. PoE/ePoE.IP67, IK10.SMD 3.0. | P | 4434 | IPC-HDBW5442H-ZHE
Seria 5 |  | IPC-HDBW5442H-ZHE-0832-DC12AC24V-ATC-S3 | 4-MP 1/1.8" 4 MP IR LED 80 m ROI, SVC WDR, 3D NR, HLC, BLC Deep learning algorithm.Alarm: 3/2; audio: 1/1; RS-485; power output; Micro SD card, dual MICs. PoE/ePoE.IP67, IK10.SMD 3.0. | P | 4823 | IPC-HDBW5442H-Z4HE
Seria 5 |  | IPC-HDW5442T-ZE-2712-S3 | IR LED 40 m. ROI, SVC WDR, 3D NR, HLC, BLC Deep learning: video metadata, IVS, face detection, smart object detection, etc. Micro SD card, MIC. PoE/ePoE.IP67.SMD 3.0. | P | 2726 | IPC-HDW5442T-ZE
Smart Dual Light Vari-focal
Seria 5 |  | IPC-HFW5459E1-ZE-IL-2712 | 4-MP 1/1.8" CMOS image sensor 4 MP (2688 × 1520) @25/30 fps. Built-in multi-core light, the max. IR distance is 60 m and the max. warm light distance is 60 m. Lens 2.7 mm–12 mm F1.8. 4- streams. ROI, SVC, SMART H.264+/H.265+, AI H.264/H.265, encoding after filter, flexible coding. Rotation mode, WDR, 3D NR, HLC, BLC, digital watermarking. Powered by the Xinghan Large-Scale AI Models-Vision, AcuPick, video metadata, IVS, face detection, and people counting, etc. Alarm: 1 in, 1 out; audio: 1 in, 1 out; supports max. 1 TB Micro SD card; built-in Mic. 12 VDC/PoE power supply; ePoE. IP67 and IK10 protection,Dual Power backup | P | 2726 | IPC-HFW5459E1-ZE-IL
Seria 5 |  | IPC-HFW5459E1-ZE-IL-0832 | 4-MP 1/1.8" CMOS image sensor 4 MP (2688 × 1520) @25/30 fps. Built-in multi-core light, the max. IR distance is 120 m and the max. warm light distance is 80 m. Lens 8 mm–32 mm, F1.6, P-Iris. 4- streams. ROI, SVC, SMART H.264+/H.265+, AI H.264/H.265, encoding after filter, flexible coding. Rotation mode, WDR, 3D NR, HLC, BLC, digital watermarking. Powered by the Xinghan Large-Scale AI Models-Vision, AcuPick, video metadata, IVS, face detection, and people counting, etc. Alarm: 1 in, 1 out; audio: 1 in, 1 out; supports max. 1 TB Micro SD card; built-in Mic. 12 VDC/PoE power supply; ePoE. IP67 and IK10 protection,Dual Power backup | P | 3995 | IPC-HFW5459E1-Z4E-IL
Seria 5 |  | IPC-HDW5459T-ZE-IL-2712 | 4-MP 1/1.8" CMOS image sensor 4 MP (2688 × 1520) @25/30 fps. Built-in multi-core light, the max. IR distance is 50 m and the max. warm light distance is 40 m. Lens 2.7 mm–12 mm F1.8. 4- streams. ROI, SVC, SMART H.264+/H.265+, AI H.264/H.265, encoding after filter, flexible coding. Rotation mode, WDR, 3D NR, HLC, BLC, digital watermarking. Powered by the Xinghan Large-Scale AI Models-Vision, AcuPick, video metadata, IVS, face detection, and people counting, etc. Alarm: 1 in, 1 out; audio: 1 in, 1 out; supports max. 1 TB Micro SD card; built-in Mic. 12 VDC/PoE power supply; ePoE. IP67 protection,Dual Power backup | P | 2726 | IPC-HDW5459T-ZE-IL
Seria 5 |  | IPC-HDBW5459E1-ZE-IL-2712 | 4-MP 1/1.8" CMOS image sensor 4 MP (2688 × 1520) @25/30 fps. Built-in multi-core light, the max. IR distance is 60 m and the max. warm light distance is 50 m. Lens 2.7 mm–12 mm F1.8. 4- streams. ROI, SVC, SMART H.264+/H.265+, AI H.264/H.265, encoding after filter, flexible coding. Rotation mode, WDR, 3D NR, HLC, BLC, digital watermarking. Powered by the Xinghan Large-Scale AI Models-Vision, AcuPick, video metadata, IVS, face detection, and people counting, etc. Alarm: 1 in, 1 out; audio: 1 in, 1 out; supports max. 1 TB Micro SD card; built-in Mic. 12 VDC/PoE power supply; ePoE. IP67 and IK10 protection,Dual Power backup | P | 2726 | IPC-HDBW5459E1-ZE-IL
Seria 5 |  | IPC-HDBW5459E1-ZE-IL-0832 | 4-MP 1/1.8" CMOS image sensor 4 MP (2688 × 1520) @25/30 fps. Built-in multi-core light, the max. IR distance is 80 m and the max. warm light distance is 60 m. Lens 8 mm–32 mm, F1.6. 4- streams. ROI, SVC, SMART H.264+/H.265+, AI H.264/H.265, encoding after filter, flexible coding. Rotation mode, WDR, 3D NR, HLC, BLC, digital watermarking. Powered by the Xinghan Large-Scale AI Models-Vision, AcuPick, video metadata, IVS, face detection, and people counting, etc. Alarm: 1 in, 1 out; audio: 1 in, 1 out; supports max. 1 TB Micro SD card; built-in Mic. 12 VDC/PoE power supply; ePoE. IP67 and IK10 protection,Dual Power backup | P | 3995 | IPC-HDBW5459E1-Z4E-IL
Seria 5 |  | IPC-HFW5459E1-ZHE-IL-2712 | 4-MP 1/1.8" CMOS image sensor 4 MP (2688 × 1520) @25/30 fps. Built-in multi-core light, the max. IR distance is 60 m and the max. warm light distance is 60 m. Lens 2.7 mm–12 mm F1.8. 4- streams. ROI, SVC, SMART H.264+/H.265+, AI H.264/H.265, encoding after filter, flexible coding. Rotation mode, WDR, 3D NR, HLC, BLC, digital watermarking. Powered by the Xinghan Large-Scale AI Models-Vision, AcuPick, video metadata, IVS, face detection, and people counting, etc. Alarm: 1 in, 1 out; audio: 1 in, 1 out; supports max. 1 TB Micro SD card; built-in Mic. 12 VDC/PoE power supply; ePoE. IP67 and IK10 protection,Dual Power backup, Heater | P | 3010 | IPC-HFW5459E1-ZHE-IL
Seria 5 |  | IPC-HDBW5459E1-ZHE-IL-2712 | 4-MP 1/1.8" CMOS image sensor 4 MP (2688 × 1520) @25/30 fps. Built-in multi-core light, the max. IR distance is 50 m and the max. warm light distance is 40 m. Lens 2.7 mm–12 mm F1.8. 4- streams. ROI, SVC, SMART H.264+/H.265+, AI H.264/H.265, encoding after filter, flexible coding. Rotation mode, WDR, 3D NR, HLC, BLC, digital watermarking. Powered by the Xinghan Large-Scale AI Models-Vision, AcuPick, video metadata, IVS, face detection, and people counting, etc. Alarm: 1 in, 1 out; audio: 1 in, 1 out; supports max. 1 TB Micro SD card; built-in Mic. 12 VDC/PoE power supply; ePoE. IP67 protection,Dual Power backup, Heater | P | 3010 | IPC-HDBW5459E1-ZHE-IL
WizColor Vari-focal
Seria 5 |  | IPC-HFW5459Z-ZHE-PV-2712-PRO | 4MP 1/1.8" CMOS image sensor, 4 MP (2688 × 1520) @25/30 fps. Built-in multi-core light, the max. IR distance is 60 m and the max. warm light distance is 60 m. Lens 2.7 mm-12 mm F1.2 P-Iris. ROI, SVC, SMART H.264+/H.265+, AI H.264/H.265, encoding after filter, flexible coding, Rotation mode, WDR, 3D NR, HLC, BLC, digital watermarking, Features AI Rule Assist, which automatically creates highly accurate IVS rules based on the Xinghan Vision Models. AcuPick, video metadata, IVS, face detection, and people counting, etc. Alarm: 2 in, 2 out; audio: 1 in, 1 out; RS-485; supports max. 1 TB Micro SD card; built-in dual Mic; 1-ch speaker; support two-way talk. 12 VDC/PoE power supply; ePoE; 12 VDC power output, and max. current 165mA, easy for installation. IP67 and IK10 protection; Supports window heating | P | 2999 | IPC-HFW5459Z-ZHE-PV-PRO
Seria 5 |  | IPC-HFW5459Z-ZHE-PV-0832-PRO | 4MP 1/1.8" CMOS image sensor, 4 MP (2688 × 1520) @25/30 fps. Built-in multi-core light, the max. IR distance is 120 m and the max. warm light distance is 80 m. Lens 8 mm–32 mm F1.6 P-Iris. ROI, SVC, SMART H.264+/H.265+, AI H.264/H.265, encoding after filter, flexible coding, Rotation mode, WDR, 3D NR, HLC, BLC, digital watermarking, Features AI Rule Assist, which automatically creates highly accurate IVS rules based on the Xinghan Vision Models. AcuPick, video metadata, IVS, face detection, and people counting, etc. Alarm: 2 in, 2 out; audio: 1 in, 1 out; RS-485; supports max. 1 TB Micro SD card; built-in dual Mic; 1-ch speaker; support two-way talk. 12 VDC/PoE power supply; ePoE; 12 VDC power output, and max. current 165mA, easy for installation. IP67 and IK10 protection; Supports window heating | P | 4395 | IPC-HFW5459Z-Z4HE-PV-PRO
Seria 5 |  | IPC-HDW5459H-ZE-PV-2712-PRO | 4MP 1/1.8" CMOS image sensor, 4 MP (2688 × 1520) @25/30 fps. Built-in multi-core light, the max. IR distance is 60 m and the max. warm light distance is 50 m. Lens 2.7 mm-12 mm F1.2 P-Iris. ROI, SVC, SMART H.264+/H.265+, AI H.264/H.265, encoding after filter, flexible coding, Rotation mode, WDR, 3D NR, HLC, BLC, digital watermarking, Features AI Rule Assist, which automatically creates highly accurate IVS rules based on the Xinghan Vision Models. AcuPick, video metadata, IVS, face detection, and people counting, etc. Alarm: 2 in, 2 out; audio: 1 in, 1 out; RS-485; supports max. 1 TB Micro SD card; built-in dual Mic; 1-ch speaker; support two-way talk. 12 VDC/PoE power supply; ePoE; 12 VDC power output, and max. current 165mA, easy for installation. IP67 and IK10 protection; | P | 2999 | IPC-HDW5459H-ZE-PV-PRO
Seria 5 |  | IPC-HDBW5459R1-ZE-PV-2712-PRO | 4MP 1/1.8" CMOS image sensor, 4 MP (2688 × 1520) @25/30 fps. Built-in multi-core light, the max. IR distance is 60 m and the max. warm light distance is 50 m. Lens 2.7 mm-12 mm F1.2 P-Iris. ROI, SVC, SMART H.264+/H.265+, AI H.264/H.265, encoding after filter, flexible coding, Rotation mode, WDR, 3D NR, HLC, BLC, digital watermarking, Features AI Rule Assist, which automatically creates highly accurate IVS rules based on the Xinghan Vision Models. AcuPick, video metadata, IVS, face detection, and people counting, etc. Alarm: 2 in, 2 out; audio: 1 in, 1 out; RS-485; supports max. 1 TB Micro SD card; built-in dual Mic; 1-ch speaker; support two-way talk. 12 VDC/PoE power supply; ePoE; 12 VDC power output, and max. current 165mA, easy for installation. IP67 and IK10 protection; | P | 2999 | IPC-HDBW5459R1-ZE-PV-PRO
Seria 5 |  | IPC-HDBW5459Z-ZHE-PV-2712-PRO | 4-MP 1/1.8" CMOS image sensor, low luminance, and high definition image. Outputs max. 4 MP (2688 × 1520) @25/30 fps. Built-in multi-core light, the max. IR distance is 60 m and the max. warm light distance is 50 m. ROI, SVC, SMART H.264+/H.265+, AI H.264/H.265, encoding after filter, flexible coding, applicable to various bandwidth and storage environments. Rotation mode, WDR, 3D NR, HLC, BLC, digital watermarking, applicable to various monitoring scenes. Features AI Rule Assist, which automatically creates highly accurate IVS rules based on the Xinghan Vision Models. With deep learning algorithm, it supports: AcuPick, video metadata, IVS, face detection, and people counting, etc. Alarm: 2 in, 2 out; audio: 1 in, 1 out; RS-485; supports max. 1 TB Micro SD card; built-in dual Mic; 1-ch speaker; support two-way talk. 12 VDC/PoE power supply; ePoE; 12 VDC power output, and max. current 165mA. Supports motorized PTRZ adjustment for easy installation and configuration. IP67 and IK10 protection; Supports window heating | P | 3149
Seria 5 |  | IPC-HDBW5459Z-ZHE-PV-0832-PRO | 4-MP 1/1.8" CMOS image sensor, low luminance, and high definition image. Outputs max. 4 MP (2688 × 1520) @25/30 fps. Built-in multi-core light, the max. IR distance is 80 m and the max. warm light distance is 60 m. ROI, SVC, SMART H.264+/H.265+, AI H.264/H.265, encoding after filter, flexible coding, applicable to various bandwidth and storage environments. Rotation mode, WDR, 3D NR, HLC, BLC, digital watermarking, applicable to various monitoring scenes. Features AI Rule Assist, which automatically creates highly accurate IVS rules based on the Xinghan Vision Models. With deep learning algorithm, it supports: AcuPick, video metadata, IVS, face detection, and people counting, etc. Alarm: 2 in, 2 out; audio: 1 in, 1 out; RS-485; supports max. 1 TB Micro SD card; built-in dual Mic; 1-ch speaker; support two-way talk. 12 VDC/PoE power supply; ePoE; 12 VDC power output, and max. current 165mA. Supports motorized PTRZ adjustment for easy installation and configuration. IP67 and IK10 protection; Supports window heating | P | 3486
SERIA 5 - 5 Mpx, 1/2,7"
IR Fixed-focal
Seria 5 |  | IPC-HFW5541T-ASE-0280B-S3 | 1/2,7" 5 Mpx Starlight, 5Mpx WDR (120dB), mirco SD(max 512 GB), 2,8mm, IR- 80 m, 1 x alarm we/wy, 1 x audio we/wy, mikrofon, IP67, IK10, DC 12V/PoE/ePoE, SMD, IVS (przekroczenie linii, intruz w strefie-klasyfikacja pojazd/człowiek), liczenie ludzi, detekcja twarzy | P | 1558 | IPC-HFW5541T-ASE
Seria 5 |  | IPC-HFW5541T-ASE-0360B-S3 | 1/2,7" 5 Mpx Starlight, WDR (120dB), mirco SD(max 512 GB), 2,8mm, IR- 80 m, 1 x alarm we/wy, 1 x audio we/wy, mikrofon, IP67, IK10, DC 12V/PoE/ePoE, SMD, IVS (przekroczenie linii, intruz w strefie-klasyfikacja pojazd/człowiek), liczenie ludzi, detekcja twarzy | P | 1558 | IPC-HFW5541T-ASE
Seria 5 |  | IPC-HFW5541E-ASE-0280B-S3 | 5MP IR Fixed-focal Bullet WizMind Network Camera* The parameters /datasheets only be applied to 5541-ASE-S3 series. 5-MP 1/2.7" 5 MP @25/30fps. IR LED 50 m. ROI, SVC WDR, 3D NR, HLC, BLC Deep learning Alarm: 1/1; audio: 1/1; Micro SD card, MIC. PoE/ePoE. IP67. SMD 3.0. | P | 1381 | IPC-HFW5541E-ASE
Seria 5 |  | IPC-HFW5541E-ASE-0360B-S3 | 5MP IR Fixed-focal Bullet WizMind Network Camera* The parameters /datasheets only be applied to 5541-ASE-S3 series. 5-MP 1/2.7" 5 MP IR LED 50 m. ROI, SVC WDR, 3D NR, HLC, BLC Deep learning. Alarm: 1/1; audio: 1/1; Micro SD card, MIC. PoE/ePoE. IP67. SMD 3.0. | P | 1381 | IPC-HFW5541E-ASE
Seria 5 |  | IPC-HDBW5541R-ASE-0280B-S3 | 1/2,7" 5 Mpx Starlight, 5Mpx WDR (120dB), mirco SD(max 512 GB), 2,8mm, IR- 50 m, 1 x alarm we/wy, 1 x audio we/wy, mikrofon, IP67, IK10, DC 12V/PoE/ePoE, SMD, IVS (przekroczenie linii, intruz w strefie-klasyfikacja pojazd/człowiek), liczenie ludzi, detekcja twarzy | P | 1381 | IPC-HDBW5541R-ASE
Seria 5 |  | IPC-HDBW5541R-ASE-0360B-S3 | 1/2,7" 5 Mpx Starlight, 5Mpx WDR (120dB), mirco SD(max 512 GB), 2,8mm, IR- 50 m, 1 x alarm we/wy, 1 x audio we/wy, mikrofon, IP67, IK10, DC 12V/PoE/ePoE, SMD, IVS (przekroczenie linii, intruz w strefie-klasyfikacja pojazd/człowiek), liczenie ludzi, detekcja twarzy | P | 1381 | IPC-HDBW5541R-ASE
Seria 5 |  | IPC-HDW5541TM-ASE-0280B-S3 | 1/2,7" 5 Mpx CMOS, 5MP (2592 × 1944)@25/30 kl./s, H.265+ i H.265, WDR (120 dB), obiektyw 2,8mm, IR do 50 m, 1 x alarm we/wy, 1 x audio we/wy, micro SD, IP67, DC12V/PoE/ePoE, AI: perymetryka, zliczanie osób, metadane itd., AI SSA, wbud. mikrofon | P | 1381 | IPC-HDW5541TM-ASE
Seria 5 |  | IPC-HDW5541TM-ASE-0360B-S3 | 1/2,7" 5 Mpx CMOS, 5MP (2592 × 1944)@25/30 kl./s, H.265+ i H.265, WDR (120 dB), obiektyw 2,8mm, IR do 50 m, 1 x alarm we/wy, 1 x audio we/wy, micro SD, IP67, DC12V/PoE/ePoE, AI: perymetryka, zliczanie osób, metadane itd., AI SSA, wbud. mikrofon | P | 1381 | IPC-HDW5541TM-ASE
Seria 5 |  | IPC-HFW5541T-ASE-ATC | 1/2,7" 5 Mpx Starlight, 5Mpx WDR (120dB), mirco SD(max 512 GB), 2,8mm, IR- 80 m, 1 x alarm we/wy, 1 x audio we/wy, mikrofon, IP67, IK10, DC 12V/PoE/ePoE, SMD, IVS (przekroczenie linii, intruz w strefie-klasyfikacja pojazd/człowiek), liczenie ludzi, detekcja twarzy. Powłoka antykorozyjna | P | 1926
Seria 5 |  | IPC-HDW5541EM-ASE-ATC | 1/2,7" 5 Mpx CMOS, 5MP (2592 × 1944)@25/30 kl./s, H.265+ i H.265, WDR (120 dB), obiektyw 2,8mm, IR do 50 m, 1 x alarm we/wy, 1 x audio we/wy, micro SD, IP67, DC12V/PoE/ePoE, AI: perymetryka, zliczanie osób, metadane itd., AI SSA, wbud. Mikrofon. Powłoka antykorozyjna | P | 1736
Smart Dual Light Fixed-focal
Seria 5 |  | IPC-HFW5559E-ASE-IL-0280B | 5-MP 1/2/7" CMOS image sensor 5 MP (2960 × 1668) @25/30 fps. Built-in multi-core light, the max. IR distance is 50 m and the max. warm light distance is 50 m. Lens 2.8mm F1.6. ROI, SVC, SMART H.264+/H.265+, AI H.264/H.265, encoding after filter, flexible coding. Rotation mode, WDR, 3D NR, HLC, BLC, digital watermarking. Powered by the Xinghan Large-Scale AI Models-Vision, AcuPick, video metadata, IVS, face detection, and people counting, etc. Alarm: 1 in, 1 out; audio: 1 in, 1 out; supports max. 1 TB Micro SD card; built-in Mic. 12 VDC/PoE power supply; ePoE. IP67 protection | P | 1381 | IPC-HFW5559E-ASE-IL
Seria 5 |  | IPC-HFW5559E-ASE-IL-0360B | 5-MP 1/2/7" CMOS image sensor 5 MP (2960 × 1668) @25/30 fps. Built-in multi-core light, the max. IR distance is 50 m and the max. warm light distance is 50 m. Lens 3.6mm F1.6. ROI, SVC, SMART H.264+/H.265+, AI H.264/H.265, encoding after filter, flexible coding. Rotation mode, WDR, 3D NR, HLC, BLC, digital watermarking. Powered by the Xinghan Large-Scale AI Models-Vision, AcuPick, video metadata, IVS, face detection, and people counting, etc. Alarm: 1 in, 1 out; audio: 1 in, 1 out; supports max. 1 TB Micro SD card; built-in Mic. 12 VDC/PoE power supply; ePoE. IP67 protection | P | 1381 | IPC-HFW5559E-ASE-IL
Seria 5 |  | IPC-HFW5559E-ASE-IL-0600B | 5-MP 1/2/7" CMOS image sensor 5 MP (2960 × 1668) @25/30 fps. Built-in multi-core light, the max. IR distance is 50 m and the max. warm light distance is 50 m. Lens 6mm F1.6. ROI, SVC, SMART H.264+/H.265+, AI H.264/H.265, encoding after filter, flexible coding. Rotation mode, WDR, 3D NR, HLC, BLC, digital watermarking. Powered by the Xinghan Large-Scale AI Models-Vision, AcuPick, video metadata, IVS, face detection, and people counting, etc. Alarm: 1 in, 1 out; audio: 1 in, 1 out; supports max. 1 TB Micro SD card; built-in Mic. 12 VDC/PoE power supply; ePoE. IP67 protection | P | 1381 | IPC-HFW5559E-ASE-IL
Seria 5 |  | IPC-HFW5559T-ASE-IL-0280B | 5-MP 1/2/7" CMOS image sensor 5 MP (2960 × 1668) @25/30 fps. Built-in multi-core light, the max. IR distance is 80 m and the max. warm light distance is 60 m. Lens 2.8mm F1.6. ROI, SVC, SMART H.264+/H.265+, AI H.264/H.265, encoding after filter, flexible coding. Rotation mode, WDR, 3D NR, HLC, BLC, digital watermarking. Powered by the Xinghan Large-Scale AI Models-Vision, AcuPick, video metadata, IVS, face detection, and people counting, etc. Alarm: 1 in, 1 out; audio: 1 in, 1 out; supports max. 1 TB Micro SD card; built-in Mic. 12 VDC/PoE power supply; ePoE. IP67 and IK10 protection | P | 1558 | IPC-HFW5559T-ASE-IL
Seria 5 |  | IPC-HFW5559T-ASE-IL-0360B | 5-MP 1/2/7" CMOS image sensor 5 MP (2960 × 1668) @25/30 fps. Built-in multi-core light, the max. IR distance is 80 m and the max. warm light distance is 60 m. Lens 3.6mm F1.6. ROI, SVC, SMART H.264+/H.265+, AI H.264/H.265, encoding after filter, flexible coding. Rotation mode, WDR, 3D NR, HLC, BLC, digital watermarking. Powered by the Xinghan Large-Scale AI Models-Vision, AcuPick, video metadata, IVS, face detection, and people counting, etc. Alarm: 1 in, 1 out; audio: 1 in, 1 out; supports max. 1 TB Micro SD card; built-in Mic. 12 VDC/PoE power supply; ePoE. IP67 and IK10 protection | P | 1558 | IPC-HFW5559T-ASE-IL
Seria 5 |  | IPC-HFW5559T-ASE-IL-0600B | 5-MP 1/2/7" CMOS image sensor 5 MP (2960 × 1668) @25/30 fps. Built-in multi-core light, the max. IR distance is 80 m and the max. warm light distance is 60 m. Lens 6mm F1.6. ROI, SVC, SMART H.264+/H.265+, AI H.264/H.265, encoding after filter, flexible coding. Rotation mode, WDR, 3D NR, HLC, BLC, digital watermarking. Powered by the Xinghan Large-Scale AI Models-Vision, AcuPick, video metadata, IVS, face detection, and people counting, etc. Alarm: 1 in, 1 out; audio: 1 in, 1 out; supports max. 1 TB Micro SD card; built-in Mic. 12 VDC/PoE power supply; ePoE. IP67 and IK10 protection | P | 1558 | IPC-HFW5559T-ASE-IL
Seria 5 |  | IPC-HDW5559TM-ASE-IL-0280B | 5-MP 1/2/7" CMOS image sensor 5 MP (2960 × 1668) @25/30 fps. Built-in multi-core light, the max. IR distance is 50 m and the max. warm light distance is 50 m. Lens 2.8mm F1.6. ROI, SVC, SMART H.264+/H.265+, AI H.264/H.265, encoding after filter, flexible coding. Rotation mode, WDR, 3D NR, HLC, BLC, digital watermarking. Powered by the Xinghan Large-Scale AI Models-Vision, AcuPick, video metadata, IVS, face detection, and people counting, etc. Alarm: 1 in, 1 out; audio: 1 in, 1 out; supports max. 1 TB Micro SD card; built-in Mic. 12 VDC/PoE power supply; ePoE. IP67 protection | P | 1381 | IPC-HDW5559TM-ASE-IL
Seria 5 |  | IPC-HDW5559TM-ASE-IL-0360B | 5-MP 1/2/7" CMOS image sensor 5 MP (2960 × 1668) @25/30 fps. Built-in multi-core light, the max. IR distance is 50 m and the max. warm light distance is 50 m. Lens 3.6mm F1.6. ROI, SVC, SMART H.264+/H.265+, AI H.264/H.265, encoding after filter, flexible coding. Rotation mode, WDR, 3D NR, HLC, BLC, digital watermarking. Powered by the Xinghan Large-Scale AI Models-Vision, AcuPick, video metadata, IVS, face detection, and people counting, etc. Alarm: 1 in, 1 out; audio: 1 in, 1 out; supports max. 1 TB Micro SD card; built-in Mic. 12 VDC/PoE power supply; ePoE. IP67 protection | P | 1381 | IPC-HDW5559TM-ASE-IL
Seria 5 |  | IPC-HDW5559TM-ASE-IL-0600B | 5-MP 1/2/7" CMOS image sensor 5 MP (2960 × 1668) @25/30 fps. Built-in multi-core light, the max. IR distance is 50 m and the max. warm light distance is 50 m. Lens 6mm F1.6. ROI, SVC, SMART H.264+/H.265+, AI H.264/H.265, encoding after filter, flexible coding. Rotation mode, WDR, 3D NR, HLC, BLC, digital watermarking. Powered by the Xinghan Large-Scale AI Models-Vision, AcuPick, video metadata, IVS, face detection, and people counting, etc. Alarm: 1 in, 1 out; audio: 1 in, 1 out; supports max. 1 TB Micro SD card; built-in Mic. 12 VDC/PoE power supply; ePoE. IP67 protection | P | 1381 | IPC-HDW5559TM-ASE-IL
Seria 5 |  | IPC-HDBW5559R-ASE-IL-0280B | 5-MP 1/2/7" CMOS image sensor 5 MP (2960 × 1668) @25/30 fps. Built-in multi-core light, the max. IR distance is 50 m and the max. warm light distance is 50 m. Lens 2.8mm F1.6. ROI, SVC, SMART H.264+/H.265+, AI H.264/H.265, encoding after filter, flexible coding. Rotation mode, WDR, 3D NR, HLC, BLC, digital watermarking. Powered by the Xinghan Large-Scale AI Models-Vision, AcuPick, video metadata, IVS, face detection, and people counting, etc. Alarm: 1 in, 1 out; audio: 1 in, 1 out; supports max. 1 TB Micro SD card; built-in Mic. 12 VDC/PoE power supply; ePoE. IP67and IK10 protection | P | 1381 | IPC-HDBW5559R-ASE-IL
Seria 5 |  | IPC-HDBW5559R-ASE-IL-0360B | 5-MP 1/2/7" CMOS image sensor 5 MP (2960 × 1668) @25/30 fps. Built-in multi-core light, the max. IR distance is 50 m and the max. warm light distance is 50 m. Lens 2.8mm F1.6. ROI, SVC, SMART H.264+/H.265+, AI H.264/H.265, encoding after filter, flexible coding. Rotation mode, WDR, 3D NR, HLC, BLC, digital watermarking. Powered by the Xinghan Large-Scale AI Models-Vision, AcuPick, video metadata, IVS, face detection, and people counting, etc. Alarm: 1 in, 1 out; audio: 1 in, 1 out; supports max. 1 TB Micro SD card; built-in Mic. 12 VDC/PoE power supply; ePoE. IP67 and IK10 protection | P | 1381 | IPC-HDBW5559R-ASE-IL
Seria 5 |  | IPC-HDBW5559R-ASE-IL-0600B | 5-MP 1/2/7" CMOS image sensor 5 MP (2960 × 1668) @25/30 fps. Built-in multi-core light, the max. IR distance is 50 m and the max. warm light distance is 50 m. Lens 2.8mm F1.6. ROI, SVC, SMART H.264+/H.265+, AI H.264/H.265, encoding after filter, flexible coding. Rotation mode, WDR, 3D NR, HLC, BLC, digital watermarking. Powered by the Xinghan Large-Scale AI Models-Vision, AcuPick, video metadata, IVS, face detection, and people counting, etc. Alarm: 1 in, 1 out; audio: 1 in, 1 out; supports max. 1 TB Micro SD card; built-in Mic. 12 VDC/PoE power supply; ePoE. IP67 and IK10 protection | P | 1381 | IPC-HDBW5559R-ASE-IL
IR Vari-focal
Seria 5 |  | IPC-HF5541F-ZE-S3 | 5-MP 1/2.7" 5MP @25/30 fps.ROI, SVC WDR, 3D NR, HLC, BLC Deep learning algorithm. Alarm: 2/2; audio: 2/1; 485; BNC; Micro SD card, MIC. PoE/ePoE.SMD 3.0. | P | 2649 | IPC-HF5541F-ZE
Seria 5 |  | IPC-HF5551F-ZE-S4 | 5-MP 1/2.7" CMOS image sensor, low luminance, and high definition image. Outputs max. 5 MP (2960 × 1668) @25/30 fps. ROI, SVC, SMART H.264+/H.265+, AI H.264/H.265, encoding after filter, flexible coding, applicable to various bandwidth and storage environments. Rotation mode, WDR, 3D NR, HLC, BLC, digital watermarking, applicable to various monitoring scenes. Powered by the Xinghan Large-Scale AI Models-Vision, the camera outstandingly delivers on its object detection, recognition, and scene adaptation functions. With deep learning algorithm, it supports: AcuPick, video metadata, IVS, face detection, and people counting, etc. Alarm: 2 in, 2 out; audio: 2 in, 1 out; RS-485; BNC; supports max. 1 TB Micro SD card; built-in Mic. 12 VDC/24 VAC/PoE power supply; ePoE; 12 VDC power output, and max. current 165mA, easy for installation. | P | 2649
Seria 5 |  | IPC-HFW5541E-ZE-27135-S3 | 1/2,7" 5 Mpx CMOS, 5MP (2592 × 1944)@25/30 kl./s, H.265+ i H.265, WDR (120 dB), obiektyw 2,7-13,5 mm, IR do 60 m, micro SD, alarm 2 x we/ 1 x wy, 1 x audio we/wy, IP67, IK10, DC12V/PoE/ePoE, AI: perymetryka, zliczanie osób, metadane itd., AI SSA, wbud. mikrofon | P | 2431 | IPC-HFW5541E-ZE
Seria 5 |  | IPC-HFW5541E-ZE-0735-S3 | 5-MP 1/2.7" 5MP @25/30 fps. IR LED 120 m. ROI, SVC WDR, 3D NR, HLC, BLC Deep learning algorithm. Alarm: 2/1; audio: 1/1; Micro SD card, MIC.24V PoE/ePoE.IP67 /IK10.SMD 3.0. | P | 3455 | IPC-HFW5541E-Z5E
Seria 5 |  | IPC-HDBW5541E-ZE-27135-DC12AC24V-S3 | 1/2,7" 5 Mpx CMOS, 5MP (2592 × 1944)@25/30 kl./s, H.265+ i H.265, WDR (120 dB), obiektyw 2,7-13,5 mm, IR do 40 m, micro SD, alarm 2 x we/ 1 x wy, 1 x audio we/wy, IP67, IK10, PoE/ePoE, AI: perymetryka, zliczanie osób, metadane itd., AI SSA, mikrofon | P | 2431 | IPC-HDBW5541E-ZE
Seria 5 |  | IPC-HDBW5541E-ZE-0735-DC12AC24V-S3 | 5-MP 1/2.7" 5MP @25/30 fps. IR LED 80 m. ROI, SVC WDR, 3D NR, HLC, BLC Deep learning algorithm. Alarm: 2/1; audio: 1/1; Micro SD card, MIC.24V PoE/ePoE.IP67 /IK10.SMD 3.0. | P | 3455 | IPC-HDBW5541E-Z5E
Seria 5 |  | IPC-HDW5541T-ZE-27135-S3 | 1/2,7" 5 Mpx CMOS, 5MP (2592 × 1944)@25/30 kl./s, H.265+ i H.265, WDR (120 dB), obiektyw 2,7-13,5 mm, IR do 40 m, micro SD, IP67, DC12V/PoE/ePoE, AI: perymetryka, zliczanie osób, metadane itd., AI SSA, wbud. mikrofon | P | 2382 | IPC-HDW5541TM-ASE
Seria 5 |  | IPC-HFW5541E-ZE-ATC | 1/2,7" 5 Mpx CMOS, 5MP (2592 × 1944)@25/30 kl./s, H.265+ i H.265, WDR (120 dB), obiektyw 2,7-13,5 mm, IR do 60 m, micro SD, alarm 2 x we/ 1 x wy, 1 x audio we/wy, IP67, IK10, DC12V/PoE/ePoE, AI: perymetryka, zliczanie osób, metadane itd., AI SSA, wbud. mikrofon. Powłoka antykorozyjna | P | 2871
Seria 5 |  | IPC-HFW5541E-Z5E-ATC | 1/2,7" 5 Mpx CMOS, 5MP (2592 × 1944)@25/30 kl./s, H.265+ i H.265, WDR (120 dB), obiektyw 7-35 mm, IR do 60 m, micro SD, alarm 2 x we/ 1 x wy, 1 x audio we/wy, IP67, IK10, DC12V/PoE/ePoE, AI: perymetryka, zliczanie osób, metadane itd., AI SSA, wbud. mikrofon. Powłoka antykorozyjna | P | 3972
Seria 5 |  | IPC-HFW5541E-ZHE-ATC | 1/2,7" 5 Mpx CMOS, 5MP (2592 × 1944)@25/30 kl./s, H.265+ i H.265, WDR (120 dB), obiektyw 2,7-13,5 mm, IR do 60 m, micro SD, alarm 2 x we/ 1 x wy, 1 x audio we/wy, IP67, IK10, DC12V/PoE/ePoE, AI: perymetryka, zliczanie osób, metadane itd., AI SSA, wbud. mikrofon. Wbudowana grzałka. Powłoka antykorozyjna | P | 3027
Seria 5 |  | IPC-HDW5541T-ZE-ATC | 1/2,7" 5 Mpx CMOS, 5MP (2592 × 1944)@25/30 kl./s, H.265+ i H.265, WDR (120 dB), obiektyw 2,7-13,5 mm, IR do 40 m, micro SD, IP67, DC12V/PoE/ePoE, AI: perymetryka, zliczanie osób, metadane itd., AI SSA, wbud. Mikrofon. Powłoka antykorozyjna | P | 2815
Smart Dual Light Vari-focal
Seria 5 |  | IPC-HFW5559E1-ZE-IL-27135 | 5-MP 1/2.7" CMOS image sensor 5 MP (2960 × 1668) @25/30 fps. Built-in multi-core light, the max. IR distance is 60 m and the max. warm light distance is 60 m. Lens 2.7 mm-13.5 mm F1.6. ROI, SVC, SMART H.264+/H.265+, AI H.264/H.265, encoding after filter, flexible coding. Rotation mode, WDR, 3D NR, HLC, BLC, digital watermarking. Powered by the Xinghan Large-Scale AI Models-Vision, AcuPick, video metadata, IVS, face detection, and people counting, etc. Alarm: 2 in, 1 out; audio: 1 in, 1 out; supports max. 1 TB Micro SD card; built-in Mic. 12 VDC/PoE power supply; ePoE. IP67 and IK10 protection | P | 2431 | IPC-HFW5559E1-ZE-IL
Seria 5 |  | IPC-HFW5559E1-ZE-IL-0735 | 5-MP 1/2.7" CMOS image sensor 5 MP (2960 × 1668) @25/30 fps. Built-in multi-core light, the max. IR distance is 120 m and the max. warm light distance is 80 m. Lens 7 mm-35 mm F1.6. ROI, SVC, SMART H.264+/H.265+, AI H.264/H.265, encoding after filter, flexible coding. Rotation mode, WDR, 3D NR, HLC, BLC, digital watermarking. Powered by the Xinghan Large-Scale AI Models-Vision, AcuPick, video metadata, IVS, face detection, and people counting, etc. Alarm: 2 in, 1 out; audio: 1 in, 1 out; supports max. 1 TB Micro SD card; built-in Mic. 12 VDC/PoE power supply; ePoE. IP67 and IK10 protection | P | 3455 | IPC-HFW5559E1-Z5E-IL
Seria 5 |  | IPC-HDW5559T-ZE-IL-27135 | 5-MP 1/2.7" CMOS image sensor 5 MP (2960 × 1668) @25/30 fps. Built-in multi-core light, the max. IR distance is 50 m and the max. warm light distance is 40 m. Lens 2.7 mm-13.5 mm F1.6. ROI, SVC, SMART H.264+/H.265+, AI H.264/H.265, encoding after filter, flexible coding. Rotation mode, WDR, 3D NR, HLC, BLC, digital watermarking. Powered by the Xinghan Large-Scale AI Models-Vision, AcuPick, video metadata, IVS, face detection, and people counting, etc. Alarm: 2 in, 1 out; audio: 1 in, 1 out; supports max. 1 TB Micro SD card; built-in Mic. 12 VDC/PoE power supply; ePoE. IP67 protection | P | 2382 | IPC-HDW5559T-ZE-IL
Seria 5 |  | IPC-HDBW5559E1-ZE-IL-27135 | 5-MP 1/2.7" CMOS image sensor 5 MP (2960 × 1668) @25/30 fps. Built-in multi-core light, the max. IR distance is 60 m and the max. warm light distance is 50 m. Lens 2.7 mm-13.5 mm F1.6. ROI, SVC, SMART H.264+/H.265+, AI H.264/H.265, encoding after filter, flexible coding. Rotation mode, WDR, 3D NR, HLC, BLC, digital watermarking. Powered by the Xinghan Large-Scale AI Models-Vision, AcuPick, video metadata, IVS, face detection, and people counting, etc. Alarm: 2 in, 1 out; audio: 1 in, 1 out; supports max. 1 TB Micro SD card; built-in Mic. 12 VDC/PoE power supply; ePoE. IP67 and IK10 protection | P | 2431 | IPC-HDBW5559E1-ZE-IL
Seria 5 |  | IPC-HDBW5559E1-ZE-IL-0735 | 5-MP 1/2.7" CMOS image sensor 5 MP (2960 × 1668) @25/30 fps. Built-in multi-core light, the max. IR distance is 80 m and the max. warm light distance is 60 m. Lens 7 mm-35 mm F1.6. ROI, SVC, SMART H.264+/H.265+, AI H.264/H.265, encoding after filter, flexible coding. Rotation mode, WDR, 3D NR, HLC, BLC, digital watermarking. Powered by the Xinghan Large-Scale AI Models-Vision, AcuPick, video metadata, IVS, face detection, and people counting, etc. Alarm: 2 in, 1 out; audio: 1 in, 1 out; supports max. 1 TB Micro SD card; built-in Mic. 12 VDC/PoE power supply; ePoE. IP67 and IK10 protection | P | 3455 | IPC-HDBW5559E1-Z5E-IL
Seria 5 |  | IPC-HFW5559E1-ZHE-IL-27135 | 5-MP 1/2.7" CMOS image sensor 5 MP (2960 × 1668) @25/30 fps. Built-in multi-core light, the max. IR distance is 60 m and the max. warm light distance is 60 m. Lens 2.7 mm-13.5 mm F1.6. ROI, SVC, SMART H.264+/H.265+, AI H.264/H.265, encoding after filter, flexible coding. Rotation mode, WDR, 3D NR, HLC, BLC, digital watermarking. Powered by the Xinghan Large-Scale AI Models-Vision, AcuPick, video metadata, IVS, face detection, and people counting, etc. Alarm: 2 in, 1 out; audio: 1 in, 1 out; supports max. 1 TB Micro SD card; built-in Mic. 12 VDC/PoE power supply; ePoE. IP67 and IK10 protection, Heater | P | 2577 | IPC-HFW5559E1-ZHE-IL
Seria 5 |  | IPC-HDBW5559E1-ZHE-IL-27135 | 5-MP 1/2.7" CMOS image sensor 5 MP (2960 × 1668) @25/30 fps. Built-in multi-core light, the max. IR distance is 60 m and the max. warm light distance is 50 m. Lens 2.7 mm-13.5 mm F1.6. ROI, SVC, SMART H.264+/H.265+, AI H.264/H.265, encoding after filter, flexible coding. Rotation mode, WDR, 3D NR, HLC, BLC, digital watermarking. Powered by the Xinghan Large-Scale AI Models-Vision, AcuPick, video metadata, IVS, face detection, and people counting, etc. Alarm: 2 in, 1 out; audio: 1 in, 1 out; supports max. 1 TB Micro SD card; built-in Mic. 12 VDC/PoE power supply; ePoE. IP67 and IK10 protection. Heater | P | 2577 | IPC-HDBW5559E1-ZHE-IL
SERIA 5 - 6 Mpx, 1/1,8" CMOS
WizColor Fixed-focal
Seria 5 |  | IPC-HFW5659T1-ASE-PV-0280B-PRO | 6-MP 1/1.8" CMOS image sensor, 6 MP (3072 × 2048) @25/30 fps. Built-in multi-core light, the max. IR distance is 80 m and the max. warm light distance is 60 m. Lens 2.8mm F1.0. 4-streams. ROI, SVC, SMART H.264+/H.265+, AI H.264/H.265, encoding after filter, flexible coding, Rotation mode, WDR, 3D NR, HLC, BLC, digital watermarking. Features AI Rule Assist, which automatically creates highly accurate IVS rules based on the Xinghan Vision Models. Supports: AcuPick, video metadata, IVS, face detection, and people counting, etc. Alarm: 1 in, 1 out; audio: 1 in, 1 out; RS-485; supports max. 1 TB Micro SD card; built-in dual Mic; 1-ch speaker; support two-way talk. 12 VDC/PoE power supply; ePoE; 12 VDC power output, and max. current 165mA, easy for installation. IP67 and IK10 protection, Dual Power Backup | P | 2398 | IPC-HFW5659T1-ASE-PV-PRO
Seria 5 |  | IPC-HFW5659T1-ASE-PV-0360B-PRO | 6-MP 1/1.8" CMOS image sensor, 6 MP (3072 × 2048) @25/30 fps. Built-in multi-core light, the max. IR distance is 80 m and the max. warm light distance is 60 m. Lens 3.6mm F1.0. 4-streams. ROI, SVC, SMART H.264+/H.265+, AI H.264/H.265, encoding after filter, flexible coding, Rotation mode, WDR, 3D NR, HLC, BLC, digital watermarking. Features AI Rule Assist, which automatically creates highly accurate IVS rules based on the Xinghan Vision Models. Supports: AcuPick, video metadata, IVS, face detection, and people counting, etc. Alarm: 1 in, 1 out; audio: 1 in, 1 out; RS-485; supports max. 1 TB Micro SD card; built-in dual Mic; 1-ch speaker; support two-way talk. 12 VDC/PoE power supply; ePoE; 12 VDC power output, and max. current 165mA, easy for installation. IP67 and IK10 protection, Dual Power Backup | P | 2398 | IPC-HFW5659T1-ASE-PV-PRO
Seria 5 |  | IPC-HDW5659H-ASE-PV-0280B-PRO | 6-MP 1/1.8" CMOS image sensor, 6 MP (3072 × 2048) @25/30 fps. Built-in multi-core light, the max. IR distance is 60 m and the max. warm light distance is 50 m. Lens 2.8mm F1.0. 4-streams. ROI, SVC, SMART H.264+/H.265+, AI H.264/H.265, encoding after filter, flexible coding, Rotation mode, WDR, 3D NR, HLC, BLC, digital watermarking. Features AI Rule Assist, which automatically creates highly accurate IVS rules based on the Xinghan Vision Models. Supports: AcuPick, video metadata, IVS, face detection, and people counting, etc. Alarm: 1 in, 1 out; audio: 1 in, 1 out; RS-485; supports max. 1 TB Micro SD card; built-in dual Mic; 1-ch speaker; support two-way talk. 12 VDC/PoE power supply; ePoE; 12 VDC power output, and max. current 165mA, easy for installation. IP67 and IK10 protection, Dual Power Backup | P | 2398 | IPC-HDW5659H-ASE-PV-PRO
Seria 5 |  | IPC-HDW5659H-ASE-PV-0360B-PRO | 6-MP 1/1.8" CMOS image sensor, 6 MP (3072 × 2048) @25/30 fps. Built-in multi-core light, the max. IR distance is 60 m and the max. warm light distance is 50 m. Lens 3.6mm F1.0. 4-streams. ROI, SVC, SMART H.264+/H.265+, AI H.264/H.265, encoding after filter, flexible coding, Rotation mode, WDR, 3D NR, HLC, BLC, digital watermarking. Features AI Rule Assist, which automatically creates highly accurate IVS rules based on the Xinghan Vision Models. Supports: AcuPick, video metadata, IVS, face detection, and people counting, etc. Alarm: 1 in, 1 out; audio: 1 in, 1 out; RS-485; supports max. 1 TB Micro SD card; built-in dual Mic; 1-ch speaker; support two-way talk. 12 VDC/PoE power supply; ePoE; 12 VDC power output, and max. current 165mA, easy for installation. IP67 and IK10 protection, Dual Power Backup | P | 2398 | IPC-HDW5659H-ASE-PV-PRO
Seria 5 |  | IPC-HDBW5659R1-ASE-PV-0280B-PRO | 6-MP 1/1.8" CMOS image sensor, 6 MP (3072 × 2048) @25/30 fps. Built-in multi-core light, the max. IR distance is 60 m and the max. warm light distance is 50 m. Lens 2.8mm F1.0. 4-streams. ROI, SVC, SMART H.264+/H.265+, AI H.264/H.265, encoding after filter, flexible coding, Rotation mode, WDR, 3D NR, HLC, BLC, digital watermarking. Features AI Rule Assist, which automatically creates highly accurate IVS rules based on the Xinghan Vision Models. Supports: AcuPick, video metadata, IVS, face detection, and people counting, etc. Alarm: 1 in, 1 out; audio: 1 in, 1 out; RS-485; supports max. 1 TB Micro SD card; built-in dual Mic; 1-ch speaker; support two-way talk. 12 VDC/PoE power supply; ePoE; 12 VDC power output, and max. current 165mA, easy for installation. IP67 and IK10 protection, Dual Power Backup | P | 2398 | IPC-HDBW5659R1-ASE-PV-PRO
Seria 5 |  | IPC-HDBW5659R1-ASE-PV-0360B-PRO | 6-MP 1/1.8" CMOS image sensor, 6 MP (3072 × 2048) @25/30 fps. Built-in multi-core light, the max. IR distance is 60 m and the max. warm light distance is 50 m. Lens 3.6mm F1.0. 4-streams. ROI, SVC, SMART H.264+/H.265+, AI H.264/H.265, encoding after filter, flexible coding, Rotation mode, WDR, 3D NR, HLC, BLC, digital watermarking. Features AI Rule Assist, which automatically creates highly accurate IVS rules based on the Xinghan Vision Models. Supports: AcuPick, video metadata, IVS, face detection, and people counting, etc. Alarm: 1 in, 1 out; audio: 1 in, 1 out; RS-485; supports max. 1 TB Micro SD card; built-in dual Mic; 1-ch speaker; support two-way talk. 12 VDC/PoE power supply; ePoE; 12 VDC power output, and max. current 165mA, easy for installation. IP67 and IK10 protection, Dual Power Backup | P | 2398 | IPC-HDBW5659R1-ASE-PV-PRO
WizColor Vari-focal
Seria 5 |  | IPC-HFW5659Z-ZHE-PV-2712-PRO | 6MP 1/1.8" CMOS image sensor, 6 MP (3072 × 2048) @25/30 fps Built-in multi-core light, the max. IR distance is 60 m and the max. warm light distance is 60 m. Lens 2.7 mm-12 mm F1.2 P-Iris. ROI, SVC, SMART H.264+/H.265+, AI H.264/H.265, encoding after filter, flexible coding, Rotation mode, WDR, 3D NR, HLC, BLC, digital watermarking, Features AI Rule Assist, which automatically creates highly accurate IVS rules based on the Xinghan Vision Models. AcuPick, video metadata, IVS, face detection, and people counting, etc. Alarm: 2 in, 2 out; audio: 1 in, 1 out; RS-485; supports max. 1 TB Micro SD card; built-in dual Mic; 1-ch speaker; support two-way talk. 12 VDC/PoE power supply; ePoE; 12 VDC power output, and max. current 165mA, easy for installation. IP67 and IK10 protection; Supports window heating. TPM 2.0 | P | 3299 | IPC-HFW5659Z-ZHE-PV-PRO
Seria 5 |  | IPC-HFW5659Z-ZHE-PV-0832-PRO | 6MP 1/1.8" CMOS image sensor, 6 MP (3072 × 2048) @25/30 fps Built-in multi-core light, the max. IR distance is 120 m and the max. warm light distance is 80 m. Lens 8 mm-32 mm F1.6 P-Iris. ROI, SVC, SMART H.264+/H.265+, AI H.264/H.265, encoding after filter, flexible coding, Rotation mode, WDR, 3D NR, HLC, BLC, digital watermarking, Features AI Rule Assist, which automatically creates highly accurate IVS rules based on the Xinghan Vision Models. AcuPick, video metadata, IVS, face detection, and people counting, etc. Alarm: 2 in, 2 out; audio: 1 in, 1 out; RS-485; supports max. 1 TB Micro SD card; built-in dual Mic; 1-ch speaker; support two-way talk. 12 VDC/PoE power supply; ePoE; 12 VDC power output, and max. current 165mA, easy for installation. IP67 and IK10 protection; Supports window heating. TPM 2.0 | P | 4835 | IPC-HFW5659Z-Z4HE-PV-PRO
Seria 5 |  | IPC-HDW5659H-ZE-PV-2712-PRO | 6MP 1/1.8" CMOS image sensor, 6 MP (3072 × 2048) @25/30 fps Built-in multi-core light, the max. IR distance is 60 m and the max. warm light distance is 60 m. Lens 2.7 mm-12 mm F1.2 P-Iris. ROI, SVC, SMART H.264+/H.265+, AI H.264/H.265, encoding after filter, flexible coding, Rotation mode, WDR, 3D NR, HLC, BLC, digital watermarking, Features AI Rule Assist, which automatically creates highly accurate IVS rules based on the Xinghan Vision Models. AcuPick, video metadata, IVS, face detection, and people counting, etc. Alarm: 2 in, 2 out; audio: 1 in, 1 out; RS-485; supports max. 1 TB Micro SD card; built-in dual Mic; 1-ch speaker; support two-way talk. 12 VDC/PoE power supply; ePoE; 12 VDC power output, and max. current 165mA, easy for installation. IP67 and IK10 protection; | P | 3299 | IPC-HFW5659Z-ZHE-PV-PRO
Seria 5 |  | IPC-HDBW5659R1-ZE-PV-2712-PRO | 6MP 1/1.8" CMOS image sensor, 6 MP (3072 × 2048) @25/30 fps Built-in multi-core light, the max. IR distance is 60 m and the max. warm light distance is 50 m. Lens 2.7 mm-12 mm F1.2 P-Iris. ROI, SVC, SMART H.264+/H.265+, AI H.264/H.265, encoding after filter, flexible coding, Rotation mode, WDR, 3D NR, HLC, BLC, digital watermarking, Features AI Rule Assist, which automatically creates highly accurate IVS rules based on the Xinghan Vision Models. AcuPick, video metadata, IVS, face detection, and people counting, etc. Alarm: 2 in, 2 out; audio: 1 in, 1 out; RS-485; supports max. 1 TB Micro SD card; built-in dual Mic; 1-ch speaker; support two-way talk. 12 VDC/PoE power supply; ePoE; 12 VDC power output, and max. current 165mA, easy for installation. IP67 and IK10 protection; | P | 3299 | IPC-HDBW5659R1-ZE-PV-PRO
Seria 5 |  | IPC-HDBW5659Z-ZHE-PV-2712-PRO | 6-MP 1/1.8" CMOS image sensor, low luminance, and high definition image. Outputs max. 6 MP (3072 × 2048) @25/30 fps. Built-in multi-core light, the max. IR distance is 60 m and the max. warm light distance is 50 m. ROI, SVC, SMART H.264+/H.265+, AI H.264/H.265, encoding after filter, flexible coding, applicable to various bandwidth and storage environments. Rotation mode, WDR, 3D NR, HLC, BLC, digital watermarking, applicable to various monitoring scenes. Features AI Rule Assist, which automatically creates highly accurate IVS rules based on the Xinghan Vision Models. With deep learning algorithm, it supports: AcuPick, video metadata, IVS, face detection, and people counting, etc. Alarm: 2 in, 2 out; audio: 1 in, 1 out; RS-485; supports max. 1 TB Micro SD card; built-in dual Mic; 1-ch speaker; support two-way talk. 12 VDC/PoE power supply; ePoE; 12 VDC power output, and max. current 165mA. Supports motorized PTRZ adjustment for easy installation and configuration. IP67 and IK10 protection; Supports window heating | P | 3464
Seria 5 |  | IPC-HDBW5659Z-ZHE-PV-0832-PRO | 6-MP 1/1.8" CMOS image sensor, low luminance, and high definition image. Outputs max. 6 MP (3072 × 2048) @25/30 fps. Built-in multi-core light, the max. IR distance is 80 m and the max. warm light distance is 60 m. ROI, SVC, SMART H.264+/H.265+, AI H.264/H.265. Rotation mode, WDR, 3D NR, HLC, BLC, digital watermarking, applicable to various monitoring scenes. Features AI Rule Assist, Xinghan Vision. With deep learning algorithm, it supports: AcuPick, video metadata, IVS, face detection, and people counting, etc. Alarm: 2 in, 2 out; audio: 1 in, 1 out; RS-485; supports max. 1 TB Micro SD card; built-in dual Mic; 1-ch speaker; support two-way talk. 12 VDC/PoE power supply; ePoE; 12 VDC power output, and max. current 165mA. Supports motorized PTRZ adjustment for easy installation and configuration. IP67 and IK10 protection; Supports window heating | P | 3827
SERIA 5 - 8 Mpx, 1/1,8" CMOS
IR Fixed-focal
Seria 5 |  | IPC-HFW5842E-ASE-0280B-S3 | 8-MP 1/1.8" 8 MP @25/30fps IR LED 30 m. ROI, SVC WDR, 3D NR, HLC, BLC Deep learning algorithm.Alarm: 1/1; audio: 1/1; Micro SD card, MIC PoE/ePoE.IP67.SMD 3.0. | P | 2621 | IPC-HFW5842E-ASE
Seria 5 |  | IPC-HFW5842E-ASE-0360B-S3 | 8-MP 1/1.8" 8 MP @25/30fps IR LED 30 m. ROI, SVC WDR, 3D NR, HLC, BLC Deep learning algorithm.Alarm: 1/1; audio: 1/1; Micro SD card, MIC PoE/ePoE.IP67.SMD 3.0. | P | 2621 | IPC-HFW5842E-ASE
Seria 5 |  | IPC-HFW5842E-ASE-0600B-S3 | 8-MP 1/1.8" 8 MP @25/30fps IR LED 50 m. ROI, SVC WDR, 3D NR, HLC, BLC Deep learning algorithm.Alarm: 1/1; audio: 1/1; Micro SD card, MIC PoE/ePoE.IP67.SMD 3.0. | P | 2621 | IPC-HFW5842E-ASE
Seria 5 |  | IPC-HFW5842T-ASE-0280B-S3 | 8-MP 1/1.8" 8 MP @25/30fps IR LED 30 m. ROI, SVC WDR, 3D NR, HLC, BLC Deep learning algorithm. Alarm: 1/1; audio: 1/1; Micro SD card, MIC PoE/ePoE.IP67 /IK10.SMD 3.0. | P | 2721 | IPC-HFW5842T-ASE
Seria 5 |  | IPC-HFW5842T-ASE-0360B-S3 | 8-MP 1/1.8" 8 MP @25/30fps IR LED 30 m. ROI, SVC WDR, 3D NR, HLC, BLC Deep learning algorithm. Alarm: 1/1; audio: 1/1; Micro SD card, MIC PoE/ePoE.IP67 /IK10.SMD 3.0. | P | 2721 | IPC-HFW5842T-ASE
Seria 5 |  | IPC-HFW5842T-ASE-0600B-S3 | 8-MP 1/1.8" 8 MP @25/30fps IR LED 80 m. ROI, SVC WDR, 3D NR, HLC, BLC Deep learning algorithm. Alarm: 1/1; audio: 1/1; Micro SD card, MIC PoE/ePoE.IP67 /IK10.SMD 3.0. | P | 2721 | IPC-HFW5842T-ASE
Seria 5 |  | IPC-HDBW5842R-ASE-0280B-S3 | 8-MP 1/1.8" 8 MP @25/30fps IR LED 30 m. ROI, SVC WDR, 3D NR, HLC, BLC Deep learning video metadata, smart sound detection, IVS, face detection, etc Alarm: 1/1; audio: 1/1; Micro SD card, MIC PoE/ePoE.IP67 /IK10.SMD 3.0. | P | 2621 | IPC-HDBW5842R-ASE
Seria 5 |  | IPC-HDBW5842R-ASE-0360B-S3 | 8-MP 1/1.8" 8 MP @25/30fps IR LED 30 m. ROI, SVC WDR, 3D NR, HLC, BLC Deep learning video metadata, smart sound detection, IVS, face detection, etc Alarm: 1/1; audio: 1/1; Micro SD card, MIC PoE/ePoE.IP67 /IK10.SMD 3.0. | P | 2621 | IPC-HDBW5842R-ASE
Seria 5 |  | IPC-HDBW5842R-ASE-0600B-S3 | 8-MP 1/1.8" 8 MP @25/30fps IR LED 50 m.ROI, SVC WDR, 3D NR, HLC, BLC Deep learning video metadata, smart sound detection, IVS, face detection, etc Alarm: 1/1; audio: 1/1; Micro SD card, MIC PoE/ePoE.IP67 /IK10.SMD 3.0. | P | 2621 | IPC-HDBW5842R-ASE
Seria 5 |  | IPC-HDW5842TM-ASE-0280B-S3 | 8-MP 1/1.8" 8 MP @25/30fps IR LED 30 m. ROI, SVC WDR, 3D NR, HLC, BLC Deep learning video metadata, smart sound detection, IVS, face detection, etc Alarm: 1/1; audio: 1/1; Micro SD card, MIC PoE/ePoE.IP67.SMD 3.0. | P | 2621 | IPC-HDW5842TM-ASE
Seria 5 |  | IPC-HDW5842TM-ASE-0360B-S3 | 8-MP 1/1.8" 8 MP @25/30fps IR LED 30 m. ROI, SVC WDR, 3D NR, HLC, BLC Deep learning video metadata, smart sound detection, IVS, face detection, etc Alarm: 1/1; audio: 1/1; Micro SD card, MIC PoE/ePoE.IP67.SMD 3.0. | P | 2621 | IPC-HDW5842TM-ASE
Seria 5 |  | IPC-HDW5842TM-ASE-0600B-S3 | 8-MP 1/1.8" 8 MP @25/30fps IR LED 50 m.ROI, SVC WDR, 3D NR, HLC, BLC Deep learning video metadata, smart sound detection, IVS, face detection, etc Alarm: 1/1; audio: 1/1; Micro SD card, MIC PoE/ePoE.IP67.SMD 3.0. | P | 2621 | IPC-HDW5842TM-ASE
Seria 5 |  | IPC-HFW5842T-ASE-ATC | 8-MP 1/1.8" 8 MP @25/30fps IR LED 30 m. ROI, SVC WDR, 3D NR, HLC, BLC Deep learning algorithm. Alarm: 1/1; audio: 1/1; Micro SD card, MIC PoE/ePoE.IP67 /IK10.SMD 3.0. Anti corrosion coating | P | 3182
Seria 5 |  | IPC-HDW5842EM-ASE-ATC | 8-MP 1/1.8" 8 MP @25/30fps IR LED 30 m. ROI, SVC WDR, 3D NR, HLC, BLC Deep learning video metadata, smart sound detection, IVS, face detection, etc Alarm: 1/1; audio: 1/1; Micro SD card, MIC PoE/ePoE.IP67.SMD 3.0. Anti corrosion coating | P | 3071
Smart Dual Light Fixed-focal
Seria 5 |  | IPC-HFW5859E-ASE-IL-0280B | 8-MP 1/1.8" CMOS image sensor 8 MP (3840 × 2160) @25/30 fps. Built-in multi-core light, the max. IR distance is 50 m and the max. warm light distance is 50 m. Lens 2.8mm F1.6. ROI, SVC, SMART H.264+/H.265+, AI H.264/H.265, encoding after filter, flexible coding. Rotation mode, WDR, 3D NR, HLC, BLC, digital watermarking. Powered by the Xinghan Large-Scale AI Models-Vision, AcuPick, video metadata, IVS, face detection, and people counting, etc. Alarm: 1 in, 1 out; audio: 1 in, 1 out; supports max. 1 TB Micro SD card; built-in Mic. 12 VDC/PoE power supply; ePoE. IP67 protection | P | 2621 | IPC-HFW5859E-ASE-IL
Seria 5 |  | IPC-HFW5859E-ASE-IL-0360B | 8-MP 1/1.8" CMOS image sensor 8 MP (3840 × 2160) @25/30 fps. Built-in multi-core light, the max. IR distance is 50 m and the max. warm light distance is 50 m. Lens 3.6mm F1.6. ROI, SVC, SMART H.264+/H.265+, AI H.264/H.265, encoding after filter, flexible coding. Rotation mode, WDR, 3D NR, HLC, BLC, digital watermarking. Powered by the Xinghan Large-Scale AI Models-Vision, AcuPick, video metadata, IVS, face detection, and people counting, etc. Alarm: 1 in, 1 out; audio: 1 in, 1 out; supports max. 1 TB Micro SD card; built-in Mic. 12 VDC/PoE power supply; ePoE. IP67 protection | P | 2621 | IPC-HFW5859E-ASE-IL
Seria 5 |  | IPC-HFW5859E-ASE-IL-0600B | 8-MP 1/1.8" CMOS image sensor 8 MP (3840 × 2160) @25/30 fps. Built-in multi-core light, the max. IR distance is 50 m and the max. warm light distance is 50 m. Lens 6mm F1.6. ROI, SVC, SMART H.264+/H.265+, AI H.264/H.265, encoding after filter, flexible coding. Rotation mode, WDR, 3D NR, HLC, BLC, digital watermarking. Powered by the Xinghan Large-Scale AI Models-Vision, AcuPick, video metadata, IVS, face detection, and people counting, etc. Alarm: 1 in, 1 out; audio: 1 in, 1 out; supports max. 1 TB Micro SD card; built-in Mic. 12 VDC/PoE power supply; ePoE. IP67 protection | P | 2621 | IPC-HFW5859E-ASE-IL
Seria 5 |  | IPC-HFW5859T-ASE-IL-0280B | 8-MP 1/1.8" CMOS image sensor 8 MP (3840 × 2160) @25/30 fps. Built-in multi-core light, the max. IR distance is 80 m and the max. warm light distance is 60 m. Lens 2.8mm F1.6. ROI, SVC, SMART H.264+/H.265+, AI H.264/H.265, encoding after filter, flexible coding. Rotation mode, WDR, 3D NR, HLC, BLC, digital watermarking. Powered by the Xinghan Large-Scale AI Models-Vision, AcuPick, video metadata, IVS, face detection, and people counting, etc. Alarm: 1 in, 1 out; audio: 1 in, 1 out; supports max. 1 TB Micro SD card; built-in Mic. 12 VDC/PoE power supply; ePoE. IP67 and IK10 protection | P | 2721 | IPC-HFW5859T-ASE-IL
Seria 5 |  | IPC-HFW5859T-ASE-IL-0360B | 8-MP 1/1.8" CMOS image sensor 8 MP (3840 × 2160) @25/30 fps. Built-in multi-core light, the max. IR distance is 80 m and the max. warm light distance is 60 m. Lens 3.6mm F1.6. ROI, SVC, SMART H.264+/H.265+, AI H.264/H.265, encoding after filter, flexible coding. Rotation mode, WDR, 3D NR, HLC, BLC, digital watermarking. Powered by the Xinghan Large-Scale AI Models-Vision, AcuPick, video metadata, IVS, face detection, and people counting, etc. Alarm: 1 in, 1 out; audio: 1 in, 1 out; supports max. 1 TB Micro SD card; built-in Mic. 12 VDC/PoE power supply; ePoE. IP67 and IK10 protection | P | 2721 | IPC-HFW5859T-ASE-IL
Seria 5 |  | IPC-HFW5859T-ASE-IL-0600B | 8-MP 1/1.8" CMOS image sensor 8 MP (3840 × 2160) @25/30 fps. Built-in multi-core light, the max. IR distance is 80 m and the max. warm light distance is 60 m. Lens 6mm F1.6. ROI, SVC, SMART H.264+/H.265+, AI H.264/H.265, encoding after filter, flexible coding. Rotation mode, WDR, 3D NR, HLC, BLC, digital watermarking. Powered by the Xinghan Large-Scale AI Models-Vision, AcuPick, video metadata, IVS, face detection, and people counting, etc. Alarm: 1 in, 1 out; audio: 1 in, 1 out; supports max. 1 TB Micro SD card; built-in Mic. 12 VDC/PoE power supply; ePoE. IP67 and IK10 protection | P | 2721 | IPC-HFW5859T-ASE-IL
Seria 5 |  | IPC-HDW5859TM-ASE-IL-0280B | 8-MP 1/1.8" CMOS image sensor 8 MP (3840 × 2160) @25/30 fps. Built-in multi-core light, the max. IR distance is 50 m and the max. warm light distance is 50 m. Lens 2.8mm F1.6. ROI, SVC, SMART H.264+/H.265+, AI H.264/H.265, encoding after filter, flexible coding. Rotation mode, WDR, 3D NR, HLC, BLC, digital watermarking. Powered by the Xinghan Large-Scale AI Models-Vision, AcuPick, video metadata, IVS, face detection, and people counting, etc. Alarm: 1 in, 1 out; audio: 1 in, 1 out; supports max. 1 TB Micro SD card; built-in Mic. 12 VDC/PoE power supply; ePoE. IP67 protection | P | 2621 | IPC-HDW5859TM-ASE-IL
Seria 5 |  | IPC-HDW5859TM-ASE-IL-0360B | 8-MP 1/1.8" CMOS image sensor 8 MP (3840 × 2160) @25/30 fps. Built-in multi-core light, the max. IR distance is 50 m and the max. warm light distance is 50 m. Lens 3.6mm F1.6. ROI, SVC, SMART H.264+/H.265+, AI H.264/H.265, encoding after filter, flexible coding. Rotation mode, WDR, 3D NR, HLC, BLC, digital watermarking. Powered by the Xinghan Large-Scale AI Models-Vision, AcuPick, video metadata, IVS, face detection, and people counting, etc. Alarm: 1 in, 1 out; audio: 1 in, 1 out; supports max. 1 TB Micro SD card; built-in Mic. 12 VDC/PoE power supply; ePoE. IP67 protection | P | 2621 | IPC-HDW5859TM-ASE-IL
Seria 5 |  | IPC-HDW5859TM-ASE-IL-0600B | 8-MP 1/1.8" CMOS image sensor 8 MP (3840 × 2160) @25/30 fps. Built-in multi-core light, the max. IR distance is 50 m and the max. warm light distance is 50 m. Lens 6mm F1.6. ROI, SVC, SMART H.264+/H.265+, AI H.264/H.265, encoding after filter, flexible coding. Rotation mode, WDR, 3D NR, HLC, BLC, digital watermarking. Powered by the Xinghan Large-Scale AI Models-Vision, AcuPick, video metadata, IVS, face detection, and people counting, etc. Alarm: 1 in, 1 out; audio: 1 in, 1 out; supports max. 1 TB Micro SD card; built-in Mic. 12 VDC/PoE power supply; ePoE. IP67 protection | P | 2621 | IPC-HDW5859TM-ASE-IL
Seria 5 |  | IPC-HDBW5859R-ASE-IL-0280B | 8-MP 1/1.8" CMOS image sensor 8 MP (3840 × 2160) @25/30 fps. Built-in multi-core light, the max. IR distance is 50 m and the max. warm light distance is 50 m. Lens 6mm F1.6. ROI, SVC, SMART H.264+/H.265+, AI H.264/H.265, encoding after filter, flexible coding. Rotation mode, WDR, 3D NR, HLC, BLC, digital watermarking. Powered by the Xinghan Large-Scale AI Models-Vision, AcuPick, video metadata, IVS, face detection, and people counting, etc. Alarm: 1 in, 1 out; audio: 1 in, 1 out; supports max. 1 TB Micro SD card; built-in Mic. 12 VDC/PoE power supply; ePoE. IP67 and IK10 protection | P | 2621 | IPC-HDBW5859R-ASE-IL
Seria 5 |  | IPC-HDBW5859R-ASE-IL-0360B | 8-MP 1/1.8" CMOS image sensor 8 MP (3840 × 2160) @25/30 fps. Built-in multi-core light, the max. IR distance is 50 m and the max. warm light distance is 50 m. Lens 3.6mm F1.6. ROI, SVC, SMART H.264+/H.265+, AI H.264/H.265, encoding after filter, flexible coding. Rotation mode, WDR, 3D NR, HLC, BLC, digital watermarking. Powered by the Xinghan Large-Scale AI Models-Vision, AcuPick, video metadata, IVS, face detection, and people counting, etc. Alarm: 1 in, 1 out; audio: 1 in, 1 out; supports max. 1 TB Micro SD card; built-in Mic. 12 VDC/PoE power supply; ePoE. IP67 and IK10 protection | P | 2621 | IPC-HDBW5859R-ASE-IL
Seria 5 |  | IPC-HDBW5859R-ASE-IL-0600B | 8-MP 1/1.8" CMOS image sensor 8 MP (3840 × 2160) @25/30 fps. Built-in multi-core light, the max. IR distance is 50 m and the max. warm light distance is 50 m. Lens 6mm F1.6. ROI, SVC, SMART H.264+/H.265+, AI H.264/H.265, encoding after filter, flexible coding. Rotation mode, WDR, 3D NR, HLC, BLC, digital watermarking. Powered by the Xinghan Large-Scale AI Models-Vision, AcuPick, video metadata, IVS, face detection, and people counting, etc. Alarm: 1 in, 1 out; audio: 1 in, 1 out; supports max. 1 TB Micro SD card; built-in Mic. 12 VDC/PoE power supply; ePoE. IP67 and IK10 protection | P | 2621 | IPC-HDBW5859R-ASE-IL
Smart Dual Light Fixed-focal
Seria 5 |  | IPC-HFW5859T1-ASE-PV-0280B-PRO | 8-MP 1/1.8" CMOS image sensor, 8MP (3840 × 2160) @25/30 fps. Built-in multi-core light, the max. IR distance is 80 m and the max. warm light distance is 60 m. Lens 2.8mm F1.0. 4-streams. ROI, SVC, SMART H.264+/H.265+, AI H.264/H.265, encoding after filter, flexible coding, Rotation mode, WDR, 3D NR, HLC, BLC, digital watermarking. Features AI Rule Assist, which automatically creates highly accurate IVS rules based on the Xinghan Vision Models. Supports: AcuPick, video metadata, IVS, face detection, and people counting, etc. Alarm: 1 in, 1 out; audio: 1 in, 1 out; RS-485; supports max. 1 TB Micro SD card; built-in dual Mic; 1-ch speaker; support two-way talk. 12 VDC/PoE power supply; ePoE; 12 VDC power output, and max. current 165mA, easy for installation. IP67 and IK10 protection, Dual Power Backup | P | 2858 | IPC-HFW5859T1-ASE-PV-PRO
Seria 5 |  | IPC-HFW5859T1-ASE-PV-0360B-PRO | 8-MP 1/1.8" CMOS image sensor, 8MP (3840 × 2160) @25/30 fps. Built-in multi-core light, the max. IR distance is 80 m and the max. warm light distance is 60 m. Lens 3.6mm F1.0. 4-streams. ROI, SVC, SMART H.264+/H.265+, AI H.264/H.265, encoding after filter, flexible coding, Rotation mode, WDR, 3D NR, HLC, BLC, digital watermarking. Features AI Rule Assist, which automatically creates highly accurate IVS rules based on the Xinghan Vision Models. Supports: AcuPick, video metadata, IVS, face detection, and people counting, etc. Alarm: 1 in, 1 out; audio: 1 in, 1 out; RS-485; supports max. 1 TB Micro SD card; built-in dual Mic; 1-ch speaker; support two-way talk. 12 VDC/PoE power supply; ePoE; 12 VDC power output, and max. current 165mA, easy for installation. IP67 and IK10 protection, Dual Power Backup | P | 2858 | IPC-HFW5859T1-ASE-PV-PRO
Seria 5 |  | IPC-HDW5859H-ASE-PV-0280B-PRO | 8-MP 1/1.8" CMOS image sensor, 8MP (3840 × 2160) @25/30 fps. Built-in multi-core light, the max. IR distance is 60 m and the max. warm light distance is 50 m. Lens 2.8mm F1.0. 4-streams. ROI, SVC, SMART H.264+/H.265+, AI H.264/H.265, encoding after filter, flexible coding, Rotation mode, WDR, 3D NR, HLC, BLC, digital watermarking. Features AI Rule Assist, which automatically creates highly accurate IVS rules based on the Xinghan Vision Models. Supports: AcuPick, video metadata, IVS, face detection, and people counting, etc. Alarm: 1 in, 1 out; audio: 1 in, 1 out; RS-485; supports max. 1 TB Micro SD card; built-in dual Mic; 1-ch speaker; support two-way talk. 12 VDC/PoE power supply; ePoE; 12 VDC power output, and max. current 165mA, easy for installation. IP67 and IK10 protection, Dual Power Backup | P | 2858 | IPC-HDW5859H-ASE-PV-PRO
Seria 5 |  | IPC-HDW5859H-ASE-PV-0360B-PRO | 8-MP 1/1.8" CMOS image sensor, 8MP (3840 × 2160) @25/30 fps. Built-in multi-core light, the max. IR distance is 60 m and the max. warm light distance is 50 m. Lens 3.6mm F1.0. 4-streams. ROI, SVC, SMART H.264+/H.265+, AI H.264/H.265, encoding after filter, flexible coding, Rotation mode, WDR, 3D NR, HLC, BLC, digital watermarking. Features AI Rule Assist, which automatically creates highly accurate IVS rules based on the Xinghan Vision Models. Supports: AcuPick, video metadata, IVS, face detection, and people counting, etc. Alarm: 1 in, 1 out; audio: 1 in, 1 out; RS-485; supports max. 1 TB Micro SD card; built-in dual Mic; 1-ch speaker; support two-way talk. 12 VDC/PoE power supply; ePoE; 12 VDC power output, and max. current 165mA, easy for installation. IP67 and IK10 protection, Dual Power Backup | P | 2858 | IPC-HDW5859H-ASE-PV-PRO
Seria 5 |  | IPC-HDBW5859R1-ASE-PV-0280B-PRO | 8-MP 1/1.8" CMOS image sensor, 8MP (3840 × 2160) @25/30 fps. Built-in multi-core light, the max. IR distance is 60 m and the max. warm light distance is 50 m. Lens 2.8mm F1.0. 4-streams. ROI, SVC, SMART H.264+/H.265+, AI H.264/H.265, encoding after filter, flexible coding, Rotation mode, WDR, 3D NR, HLC, BLC, digital watermarking. Features AI Rule Assist, which automatically creates highly accurate IVS rules based on the Xinghan Vision Models. Supports: AcuPick, video metadata, IVS, face detection, and people counting, etc. Alarm: 1 in, 1 out; audio: 1 in, 1 out; RS-485; supports max. 1 TB Micro SD card; built-in dual Mic; 1-ch speaker; support two-way talk. 12 VDC/PoE power supply; ePoE; 12 VDC power output, and max. current 165mA, easy for installation. IP67 and IK10 protection, Dual Power Backup | P | 2858 | IPC-HDBW5859R1-ASE-PV-PRO
Seria 5 |  | IPC-HDBW5859R1-ASE-PV-0360B-PRO | 8-MP 1/1.8" CMOS image sensor, 8MP (3840 × 2160) @25/30 fps. Built-in multi-core light, the max. IR distance is 60 m and the max. warm light distance is 50 m. Lens 3.6mm F1.0. 4-streams. ROI, SVC, SMART H.264+/H.265+, AI H.264/H.265, encoding after filter, flexible coding, Rotation mode, WDR, 3D NR, HLC, BLC, digital watermarking. Features AI Rule Assist, which automatically creates highly accurate IVS rules based on the Xinghan Vision Models. Supports: AcuPick, video metadata, IVS, face detection, and people counting, etc. Alarm: 1 in, 1 out; audio: 1 in, 1 out; RS-485; supports max. 1 TB Micro SD card; built-in dual Mic; 1-ch speaker; support two-way talk. 12 VDC/PoE power supply; ePoE; 12 VDC power output, and max. current 165mA, easy for installation. IP67 and IK10 protection, Dual Power Backup | P | 2858 | IPC-HDBW5859R1-ASE-PV-PRO
IR Vari-focal
Seria 5 |  | IPC-HF5842F-ZE-S3 | 8-MP 1/1.8" 8MP @25/30 fps. ROI, SVC WDR, 3D NR, HLC, BLC Deep learning algorithm.Alarm: 2/2; audio: 2/1; 485; BNC; Micro SD card, MIC. PoE/ePoE. 12 VDC power output, SMD 3.0. | P | 3605 | IPC-HF5842F-ZE
Seria 5 |  | IPC-HF5852F-ZE-S4 | 8-MP 1/1.8" CMOS image sensor, low luminance, and high definition image. Outputs max. 8 MP(3840×2160)@25/30 fps. ROI, SVC, SMART H.264+/H.265+, AI H.264/H.265, encoding after filter, flexible coding, applicable to various bandwidth and storage environments. Rotation mode, WDR, 3D NR, HLC, BLC, digital watermarking, applicable to various monitoring scenes. Powered by the Xinghan Large-Scale AI Models-Vision, the camera outstandingly delivers on its object detection, recognition, and scene adaptation functions. With deep learning algorithm, it supports: AcuPick, video metadata, IVS, face detection, and people counting, etc. Alarm: 2 in, 2 out; audio: 2 in, 1 out; RS-485; BNC; supports max. 1 TB Micro SD card; built-in Mic. 12 VDC/24 VAC/PoE power supply; ePoE; 12 VDC power output, and max. current 165mA, easy for installation. | P | 3605
Seria 5 |  | IPC-HFW5842E-ZE-2712-S3 | 8-MP 1/1.8" 8MP @25/30 fps. IR LED 60 m. ROI, SVC WDR, 3D NR, HLC, BLC Deep learning algorithm.Alarm: 2/1; audio: 1/1; Micro SD card, MIC PoE/ePoE.IP67 /IK10.SMD 3.0. | P | 3605 | IPC-HFW5842E-ZE
Seria 5 |  | IPC-HFW5842E-ZE-0832-S3 | 8-MP 1/1.8" 8MP @25/30 fps. IR LED 120 m. ROI, SVC WDR, 3D NR, HLC, BLC Deep learning algorithm.Alarm: 2/1; audio: 1/1; Micro SD card, MIC PoE/ePoE.IP67 /IK10.SMD 3.0. | P | 4362 | IPC-HFW5842E-Z4E
Seria 5 |  | IPC-HFW5842E-ZHE-2712-S3 | 8-MP 1/1.8" 8MP @25/30 fps. IR LED 60 m. ROI, SVC WDR, 3D NR, HLC, BLC Deep learning algorithm.Alarm: 2/1; audio: 1/1; Micro SD card, MIC PoE/ePoE.IP67 /IK10.SMD 3.0. | P | 3894 | IPC-HFW5842E-ZHE
Seria 5 |  | IPC-HFW5842H-ZHE-2712F-DC12AC24V-S3 | 8-MP 1/1.8" 8 MP @25/30 fps. IR LED 60 m. ROI, SVC WDR, 3D NR, HLC, BLC Deep learning. Alarm: 3/2; audio: 1/1; RS-485; power out; Micro SD card, dual MICs. PoE/ePoE. IP67, IK10.SMD 3.0. | P | 4985 | IPC-HFW5842H-ZHE
Seria 5 |  | IPC-HFW5842H-ZHE-0832-DC12AC24V-S3 | 8-MP 1/1.8" 8 MP @25/30 fps. IR LED 120 m.ROI, SVC WDR, 3D NR, HLC, BLC Deep learning algorithm. Alarm: 3/2; audio: 1/1; RS-485; Micro SD card, dual MICs. PoE/ePoE.IP67, IK10.SMD 3.0. | P | 5191 | IPC-HFW5842H-Z4HE
Seria 5 |  | IPC-HFW5842H-ZHE-2712F-DC12AC24V-ATC-S3 | 8-MP 1/1.8" 8 MP @25/30 fps. IR LED 60 m. ROI, SVC WDR, 3D NR, HLC, BLC Deep learning. Alarm: 3/2; audio: 1/1;, power output; Micro SD card, dual MICs. PoE/ePoE.IP67, IK10.SMD 3.0. | P | 5485 | IPC-HFW5842H-ZHE
Seria 5 |  | IPC-HFW5842H-ZHE-0832-DC12AC24V-ATC-S3 | 8-MP 1/1.8" 8 MP @25/30 fps. IR LED 120 m. ROI, SVC WDR, 3D NR, HLC, BLC Deep learning. Alarm: 3/2; audio: 1/1; RS-485; power output; Micro SD card, dual MICs. PoE/ePoE. IP67, IK10.SMD 3.0. | P | 5680 | IPC-HFW5842H-Z4HE
Seria 5 |  | IPC-HDBW5842E-ZE-2712-DC12AC24V-S3 | 8-MP 1/1.8" 8MP @25/30 fps. IR LED 40 m. ROI, SVC WDR, 3D NR, HLC, BLC Deep learning algorithm. Alarm: 2/1; audio: 1/1; Micro SD card, MIC. PoE/ePoE. IP67 /IK10.SMD 3.0. | P | 3605 | IPC-HDBW5842E-ZE
Seria 5 |  | IPC-HDBW5842E-ZE-0832-DC12AC24V-S3 | 8-MP 1/1.8" 8MP @25/30 fps. IR LED 80 m ROI, SVC WDR, 3D NR, HLC, BLC Deep learning algorithm. Alarm: 2/1; audio: 1/1; Micro SD card, MIC. PoE/ePoE.IP67 /IK10.SMD 3.0. | P | 4362 | IPC-HDBW5842E-Z4E
Seria 5 |  | IPC-HDBW5842E-ZHE-2712-DC12AC24V-S3 | 8-MP 1/1.8" 8MP @25/30 fps. IR LED 40 m.ROI, SVC WDR, 3D NR, HLC, BLC Deep learning algorithm. Alarm: 2/1; audio: 1/1; Micro SD card, MIC. PoE/ePoE. IP67 /IK10.SMD 3.0. | P | 3894 | IPC-HDBW5842E-ZHE
Seria 5 |  | IPC-HDBW5842H-ZHE-2712F-DC12AC24V-S3 | 8-MP 1/1.8" 8 MP @25/30 fps. IR LED 40 m. ROI, SVC WDR, 3D NR, HLC, BLC Deep learning algorithm.Alarm: 3/2; audio: 1/1; RS-485; power output; Micro SD card, dual MICs. PoE/ePoE.IP67, IK10.SMD 3.0. | P | 4985 | IPC-HDBW5842H-ZHE
Seria 5 |  | IPC-HDBW5842H-ZHE-0832-DC12AC24V-S3 | 8-MP 1/1.8" 8 MP @25/30 fps. IR LED 80 m. ROI, SVC WDR, 3D NR, HLC, BLC Deep learning algorithm.Alarm: 3/2; audio: 1/1; RS-485; power output; Micro SD card, dual MICs. PoE/ePoE.IP67, IK10.SMD 3.0. | P | 5191 | IPC-HDBW5842H-Z4HE
Seria 5 |  | IPC-HDBW5842H-ZHE-2712F-DC12AC24V-ATC-S3 | 8-MP 1/1.8" 8 MP @25/30 fps. IR LED 40 m. ROI, SVC WDR, 3D NR, HLC, BLC Deep learning algorithm.Alarm: 3/2; audio: 1/1; RS-485; power output; Micro SD card, dual MICs. PoE/ePoE.IP67, IK10.SMD 3.0. | P | 5485 | IPC-HDBW5842H-ZHE
Seria 5 |  | IPC-HDBW5842H-ZHE-0832-DC12AC24V-ATC-S3 | 8-MP 1/1.8" 8 MP @25/30 fps. IR LED 80 m. ROI, SVC WDR, 3D NR, HLC, BLC Deep learning algorithm.Alarm: 3/2; audio: 1/1; RS-485; power output; Micro SD card, dual MICs. PoE/ePoE.IP67, IK10.SMD 3.0. | P | 5680 | IPC-HDBW5842H-Z4HE
Seria 5 |  | IPC-HDW5842T-ZE-2712-S3 | 8-MP 1/1.8" 8MP @25/30 fps. IR LED 40 m ROI, SVC WDR, HLC, BLC Deep learning: video metadata, IVS, face detection, smart object detection, people counting. Micro SD, MIC. PoE/ePoE. IP67.SMD 3.0. | P | 3383 | IPC-HDW5842T-ZE
Smart Dual Light Vari-focal
Seria 5 |  | IPC-HFW5859E1-ZE-IL-2712 | 8-MP 1/.1.8" CMOS image sensor 8 MP(3840×2160)@25/30 fps. Built-in multi-core light, the max. IR distance is 60 m and the max. warm light distance is 60 m. Lens 2.7 mm-12 mm F1.6. ROI, SVC, SMART H.264+/H.265+, AI H.264/H.265, encoding after filter, flexible coding. Rotation mode, WDR, 3D NR, HLC, BLC, digital watermarking. Powered by the Xinghan Large-Scale AI Models-Vision, AcuPick, video metadata, IVS, face detection, and people counting, etc. Alarm: 2 in, 1 out; audio: 1 in, 1 out; supports max. 1 TB Micro SD card; built-in Mic. 12 VDC/PoE power supply; ePoE. IP67 and IK10 protection | P | 3605 | IPC-HFW5859E1-ZE-IL
Seria 5 |  | IPC-HFW5859E1-ZE-IL-0832 | 8-MP 1/.1.8" CMOS image sensor 8 MP(3840×2160)@25/30 fps. Built-in multi-core light, the max. IR distance is 60 m and the max. warm light distance is 60 m. Lens 8 mm-32 mm F1.6. ROI, SVC, SMART H.264+/H.265+, AI H.264/H.265, encoding after filter, flexible coding. Rotation mode, WDR, 3D NR, HLC, BLC, digital watermarking. Powered by the Xinghan Large-Scale AI Models-Vision, AcuPick, video metadata, IVS, face detection, and people counting, etc. Alarm: 2 in, 1 out; audio: 1 in, 1 out; supports max. 1 TB Micro SD card; built-in Mic. 12 VDC/PoE power supply; ePoE. IP67 and IK10 protection | P | 4362 | IPC-HFW5859E1-Z4E-IL
Seria 5 |  | IPC-HDW5859T-ZE-IL-2712 | 8-MP 1/.1.8" CMOS image sensor 8 MP(3840×2160)@25/30 fps. Built-in multi-core light, the max. IR distance is 50 m and the max. warm light distance is 40 m. Lens 2.7 mm-12 mm F1.6. ROI, SVC, SMART H.264+/H.265+, AI H.264/H.265, encoding after filter, flexible coding. Rotation mode, WDR, 3D NR, HLC, BLC, digital watermarking. Powered by the Xinghan Large-Scale AI Models-Vision, AcuPick, video metadata, IVS, face detection, and people counting, etc. Alarm: 2 in, 1 out; audio: 1 in, 1 out; supports max. 1 TB Micro SD card; built-in Mic. 12 VDC/PoE power supply; ePoE. IP67 | P | 3383 | IPC-HDW5859T-ZE-IL
Seria 5 |  | IPC-HDBW5859E1-ZE-IL-2712 | 8-MP 1/.1.8" CMOS image sensor 8 MP(3840×2160)@25/30 fps. Built-in multi-core light, the max. IR distance is 60 m and the max. warm light distance is 50 m. Lens 2.7 mm-12 mm F1.6. ROI, SVC, SMART H.264+/H.265+, AI H.264/H.265, encoding after filter, flexible coding. Rotation mode, WDR, 3D NR, HLC, BLC, digital watermarking. Powered by the Xinghan Large-Scale AI Models-Vision, AcuPick, video metadata, IVS, face detection, and people counting, etc. Alarm: 2 in, 1 out; audio: 1 in, 1 out; supports max. 1 TB Micro SD card; built-in Mic. 12 VDC/PoE power supply; ePoE. IP67 and IK10 protection | P | 3605 | IPC-HDBW5859E1-ZE-IL
Seria 5 |  | IPC-HDBW5859E1-ZE-IL-0832 | 8-MP 1/.1.8" CMOS image sensor 8 MP(3840×2160)@25/30 fps. Built-in multi-core light, the max. IR distance is 60 m and the max. warm light distance is 60 m. Lens 8 mm-32 mm F1.6. ROI, SVC, SMART H.264+/H.265+, AI H.264/H.265, encoding after filter, flexible coding. Rotation mode, WDR, 3D NR, HLC, BLC, digital watermarking. Powered by the Xinghan Large-Scale AI Models-Vision, AcuPick, video metadata, IVS, face detection, and people counting, etc. Alarm: 2 in, 1 out; audio: 1 in, 1 out; supports max. 1 TB Micro SD card; built-in Mic. 12 VDC/PoE power supply; ePoE. IP67 and IK10 protection | P | 4362 | IPC-HDBW5859E1-Z4E-IL
Seria 5 |  | IPC-HFW5859E1-ZHE-IL-2712 | 8-MP 1/.1.8" CMOS image sensor 8 MP(3840×2160)@25/30 fps. Built-in multi-core light, the max. IR distance is 60 m and the max. warm light distance is 60 m. Lens 2.7 mm-12 mm F1.6. ROI, SVC, SMART H.264+/H.265+, AI H.264/H.265, encoding after filter, flexible coding. Rotation mode, WDR, 3D NR, HLC, BLC, digital watermarking. Powered by the Xinghan Large-Scale AI Models-Vision, AcuPick, video metadata, IVS, face detection, and people counting, etc. Alarm: 2 in, 1 out; audio: 1 in, 1 out; supports max. 1 TB Micro SD card; built-in Mic. 12 VDC/PoE power supply; ePoE. IP67 and IK10 protection, Heater | P | 3894 | IPC-HFW5859E1-ZHE-IL
Seria 5 |  | IPC-HDBW5859E1-ZHE-IL-2712 | 8-MP 1/.1.8" CMOS image sensor 8 MP(3840×2160)@25/30 fps. Built-in multi-core light, the max. IR distance is 60 m and the max. warm light distance is 60 m. Lens 2.7 mm-12 mm F1.6. ROI, SVC, SMART H.264+/H.265+, AI H.264/H.265, encoding after filter, flexible coding. Rotation mode, WDR, 3D NR, HLC, BLC, digital watermarking. Powered by the Xinghan Large-Scale AI Models-Vision, AcuPick, video metadata, IVS, face detection, and people counting, etc. Alarm: 2 in, 1 out; audio: 1 in, 1 out; supports max. 1 TB Micro SD card; built-in Mic. 12 VDC/PoE power supply; ePoE. IP67 and IK10 protection, Heater | P | 3894 | IPC-HFW5859E1-ZHE-IL
WizColor Vari-focal
Seria 5 |  | IPC-HFW5859Z-ZHE-PV-2712-PRO | 8MP 1/1.8" CMOS image sensor, 8 MP (3840 × 2160) @25/30 fps Built-in multi-core light, the max. IR distance is 60 m and the max. warm light distance is 60 m. Lens 2.7 mm-12 mm F1.2 P-Iris. ROI, SVC, SMART H.264+/H.265+, AI H.264/H.265, encoding after filter, flexible coding, Rotation mode, WDR, 3D NR, HLC, BLC, digital watermarking, Features AI Rule Assist, which automatically creates highly accurate IVS rules based on the Xinghan Vision Models. AcuPick, video metadata, IVS, face detection, and people counting, etc. Alarm: 2 in, 2 out; audio: 1 in, 1 out; RS-485; supports max. 1 TB Micro SD card; built-in dual Mic; 1-ch speaker; support two-way talk. 12 VDC/PoE power supply; ePoE; 12 VDC power output, and max. current 165mA, easy for installation. IP67 and IK10 protection; Supports window heating. TPM 2.0 | P | 3786 | IPC-HFW5859Z-ZHE-PV-PRO
Seria 5 |  | IPC-HFW5859Z-ZHE-PV-0832-PRO | 8MP 1/1.8" CMOS image sensor, 8 MP (3840 × 2160) @25/30 fps Built-in multi-core light, the max. IR distance is 120 m and the max. warm light distance is 80 m. Lens 8 mm-32 mm F1.6. ROI, SVC, SMART H.264+/H.265+, AI H.264/H.265, encoding after filter, flexible coding, Rotation mode, WDR, 3D NR, HLC, BLC, digital watermarking, Features AI Rule Assist, which automatically creates highly accurate IVS rules based on the Xinghan Vision Models. AcuPick, video metadata, IVS, face detection, and people counting, etc. Alarm: 2 in, 2 out; audio: 1 in, 1 out; RS-485; supports max. 1 TB Micro SD card; built-in dual Mic; 1-ch speaker; support two-way talk. 12 VDC/PoE power supply; ePoE; 12 VDC power output, and max. current 165mA, easy for installation. IP67 and IK10 protection; Supports window heating. TPM 2.0 | P | 4581 | IPC-HFW5859Z-Z4HE-PV-PRO
Seria 5 |  | IPC-HDW5859H-ZE-PV-2712-PRO | 8MP 1/1.8" CMOS image sensor, 8 MP (3840 × 2160) @25/30 fps Built-in multi-core light, the max. IR distance is 60 m and the max. warm light distance is 50 m. Lens 2.7 mm-12 mm F1.2 P-Iris. ROI, SVC, SMART H.264+/H.265+, AI H.264/H.265, encoding after filter, flexible coding, Rotation mode, WDR, 3D NR, HLC, BLC, digital watermarking, Features AI Rule Assist, which automatically creates highly accurate IVS rules based on the Xinghan Vision Models. AcuPick, video metadata, IVS, face detection, and people counting, etc. Alarm: 2 in, 2 out; audio: 1 in, 1 out; RS-485; supports max. 1 TB Micro SD card; built-in dual Mic; 1-ch speaker; support two-way talk. 12 VDC/PoE power supply; ePoE; 12 VDC power output, and max. current 165mA, easy for installation. IP67 and IK10 protection; TPM 2.0 | P | 3786 | IPC-HDW5859H-ZE-PV-PRO
Seria 5 |  | IPC-HDBW5859R1-ZE-PV-2712-PRO | 8MP 1/1.8" CMOS image sensor, 8 MP (3840 × 2160) @25/30 fps Built-in multi-core light, the max. IR distance is 60 m and the max. warm light distance is 50 m. Lens 2.7 mm-12 mm F1.2 P-Iris. ROI, SVC, SMART H.264+/H.265+, AI H.264/H.265, encoding after filter, flexible coding, Rotation mode, WDR, 3D NR, HLC, BLC, digital watermarking, Features AI Rule Assist, which automatically creates highly accurate IVS rules based on the Xinghan Vision Models. AcuPick, video metadata, IVS, face detection, and people counting, etc. Alarm: 2 in, 2 out; audio: 1 in, 1 out; RS-485; supports max. 1 TB Micro SD card; built-in dual Mic; 1-ch speaker; support two-way talk. 12 VDC/PoE power supply; ePoE; 12 VDC power output, and max. current 165mA, easy for installation. IP67 and IK10 protection; TPM 2.0 | P | 3786 | IPC-HDBW5859R1-ZE-PV-PRO
Seria 5 |  | IPC-HDBW5859Z-ZHE-PV-2712-PRO | 8-MP 1/1.8" CMOS image sensor, low luminance, and high definition image. Outputs max. 8 MP (3840 × 2160) @25/30 fps. Built-in multi-core light, the max. IR distance is 60 m and the max. warm light distance is 50 m. ROI, SVC, SMART H.264+/H.265+, AI H.264/H.265, encoding after filter, flexible coding, applicable to various bandwidth and storage environments. Rotation mode, WDR, 3D NR, HLC, BLC, digital watermarking, applicable to various monitoring scenes. Features AI Rule Assist, IVS rules based on the Xinghan Vision Models. With deep learning algorithm, it supports: AcuPick, video metadata, IVS, face detection, and people counting, etc. Alarm: 2 in, 2 out; audio: 1 in, 1 out; RS-485; supports max. 1 TB Micro SD card; built-in dual Mic; 1-ch speaker; support two-way talk. 12 VDC/PoE power supply; ePoE; 12 VDC power output, and max. current 165mA. Supports motorized PTRZ adjustment for easy installation and configuration. IP67 and IK10 protection; Supports window heating | P | 3976
Seria 5 |  | IPC-HDBW5859Z-ZHE-PV-0832-PRO | 8-MP 1/1.8" CMOS image sensor, low luminance, and high definition image. Outputs max. 8 MP (3840 × 2160) @25/30 fps. Built-in multi-core light, the max. IR distance is 80 m and the max. warm light distance is 60 m. ROI, SVC, SMART H.264+/H.265+, AI H.264/H.265, encoding after filter, flexible coding, applicable to various bandwidth and storage environments. Rotation mode, WDR, 3D NR, HLC, BLC, digital watermarking, applicable to various monitoring scenes. Features AI Rule Assist IVS rules based on the Xinghan Vision Models. With deep learning algorithm, it supports: AcuPick, video metadata, IVS, face detection, and people counting, etc. Alarm: 2 in, 2 out; audio: 1 in, 1 out; RS-485; supports max. 1 TB Micro SD card; built-in dual Mic; 1-ch speaker; support two-way talk. 12 VDC/PoE power supply; ePoE; 12 VDC power output, and max. current 165mA. Supports motorized PTRZ adjustment for easy installation and configuration. IP67 and IK10 protection; Supports window heating | P | 4372
SERIA 7 - 4 Mpx, 1/1,8" CMOS
IR
Seria 7 |  | IPC-HF7442F-Z-X | 4-MP 1/1.8" 4 MP (2688 × 1520)@50/60 fps. Time-Division, ROI,. 2 analytics at the same time. Deep learning face recognition/detection, IVS, PPE Detection, parking mg./ANPR, etc. Alarm: 2/2; audio: 2/1;. PoE+/ePoE | P | 4942 | IPC-HF7442F-Z-X
Seria 7 |  | IPC-HFW7442H-Z-2712F-DC12AC24V-X | 4-MP 1/1.8" 4 MP (2688 × 1520)@50/60 fps. IR LED 60 m. Time-Division, ROI,. 2 analytics at the same time. Deep learning face recognition/detection, IVS, PPE Detection, parking mg./ANPR, etc. Alarm: 3/2; audio: 1/1;, BNC; PoE+/ePoE , P67 /IK10. Anti-Corrosion coating (optional). | P | 6776 | IPC-HFW7442H-Z-X
Seria 7 |  | IPC-HFW7442H-Z-2712F-DC12AC24V-ATC-X | 4-MP 1/1.8" 4 MP (2688 × 1520)@50/60 fps. IR LED 60 m. Time-Division, ROI,. 2 analytics at the same time.Deep learning face recognition/detection, IVS, PPE Detection, parking mg./ANPR, etc. Alarm: 3/2; audio: 1/1;, BNC; PoE+/ePoE , IP67 /IK10. Anti-Corrosion coating (optional). | P | 7318 | IPC-HFW7442H-Z-X
Seria 7 |  | IPC-HFW7442H-Z4-X | 4-MP 1/1.8" 4 MP (2688 × 1520)@50/60 fps. IR LED 120 m. Time-Division, ROI,.2 analytics at the same time. Deep learning face recognition/detection, IVS, PPE Detection, parking mg./ ANPR, etc. Alarm: 3/2; audio: 1/1; PoE+ (802.3at)/ePoE , IP67 /IK10. Anti-corrosion coating (optional). | P | 7002 | IPC-HFW7442H-Z4-X
Seria 7 |  | IPC-HFW7442H-Z-0832-DC12AC24V-ATC-X | 4-MP 1/1.8" 4 MP (2688 × 1520)@50/60 fps. IR LED 120 m. Time-Division, ROI,. 2 analytics at the same time. Deep learning face recognition/detection, IVS, PPE Detection, parking mg./ ANPR, etc. Alarm: 3/2; audio: 1/1; PoE+ (802.3at)/ePoE , IP67 /IK10. Anti-corrosion coating (optional). | P | 7544 | IPC-HFW7442H-Z4-X
Seria 7 |  | IPC-HDBW7442E1-Z-X | 4-MP 1/1.8" 4 MP (2688 × 1520)@50/60 fps. IR LED 40 m. Time-Division, ROI,.2 analytics at the same time. Deep learning face recognition/detection, IVS, PPE Detection, parking mg./ANPR, etc. Hi-Fi large speaker, Alarm: 3/2; dual MICs; IP67 /IK10, nti-Corrosion coating (optional). | P | 6776 | IPC-HDBW7442E1-Z-X
Seria 7 |  | IPC-HDBW7442E1-Z-2712F-DC12AC24V-ATC-X | 4-MP 1/1.8" 4 MP (2688 × 1520)@50/60 fps. IR LED 40 m. Time-Division, ROI,.2 analytics at the same time. Deep learning face recognition/detection, IVS, PPE Detection, parking mg./ANPR, etc. Hi-Fi large speaker, Alarm: 3/2; dual MICs; IP67 /IK10, Anti-Corrosion coating (optional). | P | 7318 | IPC-HDBW7442E1-Z-X
Seria 7 |  | IPC-HDBW7442E1-Z4-X | 4-MP 1/1.8" 4 MP (2688 × 1520)@50/60 fps. IR LED 80 m. Time-Division, ROI,.2 analytics at the same time. Deep learning face recognition/detection, IVS, PPE Detection, parking mg./ANPR, etc. Hi-Fi large speaker. Dual MICs, Alarm: 3/2; IP67 /IK10, Anti-Corrosion coating (optional). | P | 7002 | IPC-HDBW7442E1-Z4-X
Seria 7 |  | IPC-HDBW7442E1-Z-0832-DC12AC24V-ATC-X | 4-MP 1/1.8" 4 MP (2688 × 1520)@50/60 fps. IR LED 80 m. Time-Division, ROI,.2 analytics at the same time. Deep learning face recognition/detection, IVS, PPE Detection, parking mg./ANPR, etc. Hi-Fi large speaker Alarm: 3/2; IP67 /IK10, Anti-Corrosion coating (optional). | P | 7544 | IPC-HDBW7442E1-Z4-X
XINGHAN SMART DUAL LIGHT
Seria 7 |  | IPC-HDBW7459Z-Z-PV-2712-X | 4-MP 1/1.8" CMOS image sensor, low luminance, and high definition image. Outputs max. 4 MP (2688 × 1520)@75/90 fps and 2 MP (1920 × 1080)@100/120 fps. IR distance is 60 m and the max. warm light distance is 50 m. Video metadata, PPE, face recognition, face detection, perimeter, people counting, parking space management, ANPR, AcuPick,Privacy protection (mosaics/frosted glasses) for faces, human bodies, and vehicle bodies. Time-Division Exposure technology, Ghost-free WDR, Xinghan face exposure, and Xinghan precise focusing. The built-in dual Mic sound pickup reaches 30 m. Built-in Hi-Fi large-diameter speaker covers an auditory range of 30 meters when used indoors. Supports sound and light alarms, Alarm: 3 in, 2 out; audio: 1 in, 1 out; RS-485, BNC; supports max. 1 TB Micro SD card. 12 VDC/24 VAC/PoE/ePoE power supply, 12 VDC power output, max. current 165 mA, and peak current 700 mA, Encrypted with TPM2.0 (FIPS 140-2 level 2). Displays the working status with indicators for simplified installation and commissioning. Power detection outputs daily/weekly report. G-sensor supports image stabilization and tampering detection. Supports dome cover heating. Quickly removes water, ice, snow, and mist from the glass to keep images clear. Supports motorized PTRZ adjustment for easy installation and configuration. IP67 and IK10 protection. | P | 8782
Seria 7 |  | IPC-HDBW7459Z-Z-PV-0832-X | 4-MP 1/1.8" CMOS image sensor, low luminance, Outputs max. 4 MP (2688 × 1520)@75/90 fps and 2 MP (1920 × 1080)@100/120 fps. Built-in multi-core light, the max. IR distance is 80 m and the max. warm light distance is 60 m. With deep learning algorithm,: Video metadata, PPE, face recognition, face detection, perimeter, people counting, parking space management, ANPR, AcuPick, and so on. Privacy protection (mosaics/frosted glasses) for faces, human bodies, and vehicle bodies. Time-Division Exposure technology, Ghost-free WDR, Xinghan face exposure, and Xinghan precise focusing. The built-in dual Mic, sound pickup reaches 30 m. Built-in Hi-Fi large-diameter speaker covers an auditory range of 30 meters when used indoors. Supports sound and light alarms, triggering a sound and flashing light when an alarm is triggered. Alarm: 3 in, 2 out; audio: 1 in, 1 out; RS-485, BNC; supports max. 1 TB Micro SD card. 12 VDC/24 VAC/PoE/ePoE power supply, 12 VDC power output, max. current 165 mA, and peak current 700 mA, easy for installation. Encrypted with TPM2.0 (FIPS 140-2 level 2). Displays the working status with indicators for simplified installation and commissioning. Power detection outputs daily/weekly report. G-sensor supports image stabilization and tampering detection. Supports dome cover heating. upports motorized PTRZ adjustment for easy installation and configuration. IP67 and IK10 protection. | P | 8895
Seria 7 |  | IPC-HFW7459Z1-Z-PV-2712-X | Enhanced anti-corrosion aluminum alloy enclosure safeguards camera in corrosive environments, ensuring great reliability and an extended service life, 4-MP 1/1.8" CMOS image sensor, low luminance, and high definition image. Outputs max. 4 MP (2688 × 1520)@75/90 fps and 2 MP (1920 × 1080)@100/120 fps. Built-in multi-core light, the max. IR distance is 60 m and the max. warm light distance is 60 m. Intelligent monitoring: Video metadata, PPE, face recognition, face detection, perimeter, people counting, parking space management, ANPR, AcuPick, and so on. Privacy protection (mosaics/frosted glasses) for faces, human bodies, and vehicle bodies. Time-Division Exposure technology, Ghost-free WDR, Xinghan face exposure, and Xinghan precise focusing. The built-in dual Mic sound pickup reaches 30 m when used indoor. Built-in Hi-Fi large-diameter speaker covers an auditory range of 30 meters when used indoors. Supports sound and light alarms, triggering a sound and flashing light when an alarm is triggered. Alarm: 3 in, 2 out; audio: 1 in, 1 out; RS-485, BNC; supports max. 1 TB Micro SD card. 12 VDC/24 VAC/PoE/ePoE power supply, 12 VDC power output, max. current 165 mA, and peak current 700 mA, easy for installation. Encrypted with TPM2.0 (FIPS 140-2 level 2). Power detection outputs daily/weekly report. G-sensor supports image stabilization and tampering detection. Supports window heating. Supports Professional anti-corrosion protection. | P | 8342
Seria 7 |  | IPC-HFW7459Z1-Z-PV-2712-X-ATC | Enhanced anti-corrosion aluminum alloy enclosure safeguards camera in corrosive environments, ensuring great reliability and an extended service life, 4-MP 1/1.8" CMOS image sensor, low luminance, and high definition image. Outputs max. 4 MP (2688 × 1520)@75/90 fps and 2 MP (1920 × 1080)@100/120 fps. Built-in multi-core light, the max. IR distance is 60 m and the max. warm light distance is 60 m. Intelligent monitoring: Video metadata, PPE, face recognition, face detection, perimeter, people counting, parking space management, ANPR, AcuPick, privacy protection (mosaics/frosted glasses) for faces, human bodies, and vehicle bodies. Time-Division Exposure technology, Ghost-free WDR, Xinghan face exposure, and Xinghan precise focusing. The built-in dual Mic sound pickup reaches 30 m when used indoor. Built-in Hi-Fi large-diameter speaker covers an auditory range of 30 meters when used indoors. Supports sound and light alarms, triggering a sound and flashing light when an alarm is triggered. Alarm: 3 in, 2 out; audio: 1 in, 1 out; RS-485, BNC; supports max. 1 TB Micro SD card. 12 VDC/24 VAC/PoE/ePoE power supply, 12 VDC power output, max. current 165 mA, and peak current 700 mA, Encrypted with TPM2.0 (FIPS 140-2 level 2). Displays the working status with indicators for simplified installation and commissioning. Power detection outputs daily/weekly report. G-sensor supports image stabilization and tampering detection. Supports window heating. Supports Professional anti-corrosion protection. IP67 and IK10 protection. | P | 8764
Seria 7 |  | IPC-HFW7459Z1-Z-PV-0832-X | Enhanced anti-corrosion aluminum alloy enclosure safeguards camera in corrosive environments, ensuring great reliability and an extended service life 4-MP 1/1.8" CMOS image sensor, low luminance, and high definition image. Outputs max. 4 MP (2688 × 1520)@75/90 fps and 2 MP (1920 × 1080)@100/120 fps. Built-in multi-core light, the max. IR distance is 120 m and the max. warm light distance is 80 m. Intelligent monitoring: Video metadata, PPE, face recognition, face detection, perimeter, people counting, parking space management, ANPR, AcuPick, privacy protection (mosaics/frosted glasses) for faces, human bodies, and vehicle bodies. Time-Division Exposure technology, Ghost-free WDR, Xinghan face exposure, and Xinghan precise focusing. The built-in dual Mic utilizes Dahua's noise reduction algorithms for adaptive noise cancellation. Sound pickup reaches 30 m when used indoor. Built-in Hi-Fi large-diameter speaker covers an auditory range of 30 meters when used indoors. Supports sound and light alarms, triggering a sound and flashing light when an alarm is triggered. Alarm: 3 in, 2 out; audio: 1 in, 1 out; RS-485, BNC; supports max. 1 TB Micro SD card. 12 VDC/24 VAC/PoE/ePoE power supply, 12 VDC power output, max. current 165 mA, and peak current 700 mA, easy for installation. Encrypted with TPM2.0 (FIPS 140-2 level 2). Displays the working status with indicators for simplified installation and commissioning. Power detection outputs daily/weekly report. G-sensor supports image stabilization and tampering detection. Supports window heating. Supports , anti-corrosion protection. IP67 and IK10 protection. | P | 8455
Seria 7 |  | IPC-HFW7459Z1-Z-PV-0832-X-ATC | Enhanced anti-corrosion aluminum alloy body, 4-MP 1/1.8" CMOS image sensor, low luminance, and high definition image. Outputs max. 4 MP (2688 × 1520)@75/90 fps and 2 MP (1920 × 1080)@100/120 fps. Built-in multi-core light, the max. IR distance is 120 m and the max. warm light distance is 80 m. Intelligent monitoring: Video metadata, PPE, face recognition, face detection, perimeter, people counting, parking space management, ANPR, AcuPick, Privacy protection (mosaics/frosted glasses) for faces, human bodies, and vehicle bodies. Advanced image processing technologies: Time-Division Exposure technology, Ghost-free WDR, Xinghan face exposure, and Xinghan precise focusing. The built-in dual Mic sound pickup reaches 30 m when used indoor. Built-in Hi-Fi large-diameter speaker covers an auditory range of 30 meters when used indoors. Supports sound and light alarms, triggering a sound and flashing light when an alarm is triggered. Alarm: 3 in, 2 out; audio: 1 in, 1 out; RS-485, BNC; supports max. 1 TB Micro SD card. 12 VDC/24 VAC/PoE/ePoE power supply, 12 VDC power output, max. current 165 mA, and peak current 700 mA, easy for installation. Encrypted with TPM2.0 (FIPS 140-2 level 2). Displays the working status with indicators for simplified installation and commissioning. Power detection outputs daily/weekly report. G-sensor supports image stabilization and tampering detection. Supports window heating. Supports Professional anti-corrosion protection. IP67 and IK10 protection. | P | 8883
Seria 7 |  | IPC-HFW7459Z1-Z-PV-0880-X | Enhanced anti-corrosion aluminum alloy body 4-MP 1/1.8" CMOS image sensor, low luminance, and high definition image. Outputs max. 4 MP (2688 × 1520)@50/60 fps and 2 MP (1920 × 1080)@100/120 fps. Built-in multi-core light, the max. IR distance is 150 m and the max. warm light distance is 80 m. Video metadata, PPE, face recognition, face detection, perimeter, people counting, parking space management, ANPR, AcuPick, Privacy protection (mosaics/frosted glasses) for faces, human bodies, and vehicle bodies. Time-Division Exposure technology, Ghost-free WDR, Xinghan face exposure, and Xinghan precise focusing. The built-in dual Mic sound pickup reaches 30 m when used indoor. Built-in Hi-Fi large-diameter speaker covers an auditory range of 30 meters when used indoors. Supports sound and light alarms, triggering a sound and flashing light when an alarm is triggered. Alarm: 3 in, 2 out; audio: 1 in, 1 out; RS-485, BNC; supports max. 1 TB Micro SD card. 12 VDC/24 VAC/PoE/ePoE power supply, 12 VDC power output, max. current 165 mA, and peak current 700 mA, easy for installation. Encrypted with TPM2.0 (FIPS 140-2 level 2). Displays the working status with indicators for simplified installation and commissioning. Power detection outputs daily/weekly report. G-sensor supports image stabilization and tampering detection. Supports window heating. Supports Professional anti-corrosion protection. IP67 and IK10 protection. | P | 8675
Seria 7 |  | IPC-HFW7459Z1-Z-PV-0880-X-ATC | Enhanced anti-corrosion aluminum alloy body, 4-MP 1/1.8" CMOS image sensor, low luminance, and high definition image. Outputs max. 4 MP (2688 × 1520)@50/60 fps and 2 MP (1920 × 1080)@100/120 fps. Built-in multi-core light, the max. IR distance is 150 m and the max. warm light distance is 80 m. Video metadata, PPE, face recognition, face detection, perimeter, people counting, parking space management, ANPR, AcuPick, privacy protection (mosaics/frosted glasses) for faces, human bodies, and vehicle bodies. Time-Division Exposure technology, Ghost-free WDR, Xinghan face exposure, and Xinghan precise focusing. The built-in dual Mic utilizes Dahua's noise reduction algorithms for adaptive noise cancellation. Sound pickup reaches 30 m when used indoor. Built-in Hi-Fi large-diameter speaker covers an auditory range of 30 meters when used indoors. Supports sound and light alarms, triggering a sound and flashing light when an alarm is triggered. Alarm: 3 in, 2 out; audio: 1 in, 1 out; RS-485, BNC; supports max. 1 TB Micro SD card. 12 VDC/24 VAC/PoE/ePoE power supply, 12 VDC power output, max. current 165 mA, and peak current 700 mA, easy for installation. Encrypted with TPM2.0 (FIPS 140-2 level 2). Displays the working status with indicators for simplified installation and commissioning. Power detection outputs daily/weekly report. G-sensor supports image stabilization and tampering detection. Supports window heating. Supports Professional anti-corrosion protection. IP67 and IK10 protection. | P | 9109
SERIA 7 - 8 Mpx, 1/1,8" CMOS
IR
Seria 7 |  | IPC-HF7842F-Z-X | 8-MP 1/1.8" 8 MP (3840 × 2160)@50/60 fps. ROI,.2 analytics at the same time. Deep learning face recognition/detection, IVS, PPE Detection, parking mg./ANPR, etc. Alarm: 2/2; audio: 2/1;. PoE+/ePoE, 12 VDC power output | P | 5169 | IPC-HF7842F-Z-X
Seria 7 |  | IPC-HFW7842H-Z-X | 8-MP 1/1.8" 8 MP (3840 × 2160)@50/60 fps. IR LED 60 m. ROI,.2 analytics at the same time. Deep learning face recognition/detection, IVS, PPE Detection, parking mg./ANPR, etc. Alarm: 3/2; audio: 1/1;, PoE+/ePoE , 12 VDC output, IP67 /IK10. Anti-Corrosion coating (optional). | P | 7110 | IPC-HFW7842H-Z-X
Seria 7 |  | IPC-HFW7842H-Z-2712F-DC12AC24V-ATC-X | 8-MP 1/1.8" 8 MP (3840 × 2160)@50/60 fps. IR LED 60 m. ROI,.2 analytics at the same time. Deep learning face recognition/detection, IVS, PPE Detection, parking mg./ANPR, etc. Alarm: 3/2; audio: 1/1; PoE+/ePoE , 12 VDC output, IP67 /IK10. Anti-Corrosion coating (optional). | P | 7651 | IPC-HFW7842H-Z-X
Seria 7 |  | IPC-HFW7842H-Z4-X | 8-MP 1/1.8" 8 MP (3840 × 2160)@50/60 fps. IR LED 120 m. ROI,.2 analytics at the same time. Deep learning face recognition/detection, IVS, PPE Detection, parking mg./ANPR, etc. Alarm: 3/2; audio: 1/1; PoE+/ePoE , 12 VDC output, IP67 /IK10. Anti-Corrosion coating (optional). | P | 7335 | IPC-HFW7842H-Z4-X
Seria 7 |  | IPC-HFW7842H-Z-0832-DC12AC24V-ATC-X | 8-MP 1/1.8" 8 MP (3840 × 2160)@50/60 fps.IR LED 120 m. ROI,.2 analytics at the same time. Deep learning face recognition/detection, IVS, PPE Detection, parking mg./ANPR, etc. Alarm: 3/2; audio: 1/1; PoE+/ePoE , 12 VDC output, IP67 /IK10. Anti-Corrosion coating (optional). | P | 7877 | IPC-HFW7842H-Z4-X
Seria 7 |  | IPC-HDBW7842E1-Z-2712F-DC12AC24V-X | 8-MP 1/1.8" 8 MP (3840 × 2160)@50/60 fps. IR LED 40 m. ROI, Deep learning face recognition/detection, IVS, PPE Detection, parking mg./ANPR, etc. Privacy Protection. Hi-Fi large speaker Alarm: 3/2; audio: 1/1; PoE+ (802.3at)/ePoE , IP67 /IK10, Anti-Corrosion coating (optional). | P | 7110 | IPC-HDBW7842E1-Z-X
Seria 7 |  | IPC-HDBW7842E1-Z-2712F-DC12AC24V-ATC-X | 8-MP 1/1.8" 8 MP (3840 × 2160)@50/60 fps. IR LED 40 m.Deep learning face recognition/detection, IVS, PPE Detection, parking mg./ANPR, etc. Privacy Protection. Hi-Fi large speaker cover up to 20 m. Alarm: 3/2; audio: 1/1; IP67 /IK10, Anti-Corrosion coating (optional). | P | 7651 | IPC-HDBW7842E1-Z-X
Seria 7 |  | IPC-HDBW7842E1-Z-0832-DC12AC24V-X | 8-MP 1/1.8" 8 MP (3840 × 2160)@50/60 fps. IR LED 80 m. Deep learning face recognition/detection, IVS, PPE Detection, parking mg./ANPR, etc. Hi-Fi large speaker Alarm: 3/2; audio: 1/1; PoE+ (802.3at)/ePoE , 12 VDC power output IP67 /IK10, Anti-Corrosion coating (optional). | P | 7335 | IPC-HDBW7842E1-Z4-X
Seria 7 |  | IPC-HDBW7842E1-Z-0832-DC12AC24V-ATC-X | 8-MP 1/1.8" 8 MP (3840 × 2160)@50/60 fps. IR LED 80 m. Deep learning face recognition/detection, IVS, PPE Detection, parking mg./ANPR, etc. Hi-Fi large speaker Alarm: 3/2; audio: 1/1; PoE+ (802.3at)/ePoE IP67 /IK10, Anti-Corrosion coating (optional). | P | 7877 | IPC-HDBW7842E1-Z4-X
XINGHAN SMART DUAL LIGHT
Seria 7 |  | IPC-HDBW7859Z-Z-PV-2712-X | 8-MP 1/1.8" CMOS image sensor, low luminance, and high definition image. Outputs max. 8 MP (3840 × 2160)@50/60 fps and 2 MP (1920 × 1080)@100/120 fps. Built-in multi-core light, the max. IR distance is 60 m and the max. warm light distance is 50 m. wideo metadata, PPE, face recognition, face detection, perimeter, people counting, parking space management, ANPR, AcuPick, and so on. Privacy protection (mosaics/frosted glasses) for faces, human bodies, and vehicle bodies. Advanced image processing technologies: Xinghan face exposure, and Xinghan precise focusing. The built-in dual Mic utilizes Dahua's noise reduction algorithms for adaptive noise cancellation. Sound pickup reaches 30 m. Built-in Hi-Fi large-diameter speaker covers an auditory range of 30 meters when used indoors. Supports sound and light alarms, triggering a sound and flashing light when an alarm is triggered. Alarm: 3 in, 2 out; audio: 1 in, 1 out; RS-485, BNC; supports max. 1 TB Micro SD card. 12 VDC/24 VAC/PoE/ePoE power supply, 12 VDC power output, max. current 165 mA, and peak current 700 mA, easy for installation. Encrypted with TPM2.0 (FIPS 140-2 level 2). Displays the working status with indicators for simplified installation and commissioning. Power detection outputs daily/weekly report. G-sensor supports image stabilization and tampering detection. Supports dome cover heating. Supports motorized PTRZ adjustment for easy installation and configuration. IP67 and IK10 protection. | P | 9115
Seria 7 |  | IPC-HDBW7859Z-Z-PV-0832-X | 8-MP 1/1.8" CMOS image sensor, low luminance, and high definition image. Outputs max. 8 MP (3840 × 2160)@50/60 fps and 2 MP (1920 × 1080)@100/120 fps. Built-in multi-core light, the max. IR distance is 80 m and the max. warm light distance is 60 m. Video metadata, PPE, face recognition, face detection, perimeter, people counting, parking space management, ANPR, AcuPick, Privacy protection mosaics/frosted glasses) for faces, human bodies, and vehicle bodies. Advanced image processing technologies: Xinghan face exposure, and Xinghan precise focusing. The built-in dual Mic usound pickup reaches 30 m. Built-in Hi-Fi large-diameter speaker covers an auditory range of 30 meters when used indoors. Supports sound and light alarms, triggering a sound and flashing light when an alarm is triggered. Alarm: 3 in, 2 out; audio: 1 in, 1 out; RS-485, BNC; supports max. 1 TB Micro SD card. 12 VDC/24 VAC/PoE/ePoE power supply, 12 VDC power output, max. current 165 mA, and peak current 700 mA, easy for installation. Encrypted with TPM2.0 (FIPS 140-2 level 2). Displays the working status with indicators for simplified installation and commissioning. Power detection outputs daily/weekly report. G-sensor supports image stabilization and tampering detection. Supports dome cover heating. Supports motorized PTRZ adjustment for easy installation and configuration. IP67 and IK10 protection. | P | 9228
Seria 7 |  | IPC-HFW7859Z1-Z-PV-2712-X | Enhanced anti-corrosion aluminum alloybody, 8-MP 1/1.8" CMOS image sensor, low luminance, and high definition image. Outputs max. 8 MP (3840 × 2160)@50/60 fps and 2 MP (1920 × 1080)@100/120 fps. Built-in multi-core light, the max. IR distance is 60 m and the max. warm light distance is 60 m. Video metadata, PPE, face recognition, face detection, perimeter, people counting, parking space management, ANPR, AcuPick, Privacy protection (mosaics/frosted glasses) for faces, human bodies, and vehicle bodies. Advanced image processing technologies: Xinghan face exposure, and Xinghan precise focusing. The built-in dual Mic sound pickup reaches 30 m when used indoor. Built-in Hi-Fi large-diameter speaker covers an auditory range of 30 meters when used indoors. Supports sound and light alarms, triggering a sound and flashing light when an alarm is triggered. Alarm: 3 in, 2 out; audio: 1 in, 1 out; RS-485, BNC; supports max. 1 TB Micro SD card. 12 VDC/24 VAC/PoE/ePoE power supply, 12 VDC power output, max. current 165 mA, and peak current 700 mA, easy for installation. Encrypted with TPM2.0 (FIPS 140-2 level 2). Displays the working status with indicators for simplified installation and commissioning. Power detection outputs daily/weekly report. G-sensor supports image stabilization and tampering detection. Supports window heating. Supports Professional anti-corrosion protection. IP67 and IK10 protection. | P | 8675
Seria 7 |  | IPC-HFW7859Z1-Z-PV-2712-X-ATC | Enhanced anti-corrosion aluminum alloy body ,8-MP 1/1.8" CMOS image sensor, low luminance, and high definition image. Outputs max. 8 MP (3840 × 2160)@50/60 fps and 2 MP (1920 × 1080)@100/120 fps. Built-in multi-core light, the max. IR distance is 60 m and the max. warm light distance is 60 m. Intelligent monitoring: Video metadata, PPE, face recognition, face detection, perimeter, people counting, parking space management, ANPR, AcuPick, Privacy protection (mosaics/frosted glasses) for faces, human bodies, and vehicle bodies. Advanced image processing technologies: Xinghan face exposure, and Xinghan precise focusing. The built-in dual Mic sound pickup reaches 30 m when used indoor. Built-in Hi-Fi large-diameter speaker covers an auditory range of 30 meters when used indoors. Supports sound and light alarms, triggering a sound and flashing light when an alarm is triggered. Alarm: 3 in, 2 out; audio: 1 in, 1 out; RS-485, BNC; supports max. 1 TB Micro SD card. 12 VDC/24 VAC/PoE/ePoE power supply, 12 VDC power output, max. current 165 mA, and peak current 700 mA, easy for installation. Encrypted with TPM2.0 (FIPS 140-2 level 2). Displays the working status with indicators for simplified installation and commissioning. Power detection outputs daily/weekly report. G-sensor supports image stabilization and tampering detection. Supports window heating. Supports Professional anti-corrosion protection. IP67 and IK10 protection. | P | 9109
Seria 7 |  | IPC-HFW7859Z1-Z-PV-0832-X | Enhanced anti-corrosion aluminum alloy body, 8-MP 1/1.8" CMOS image sensor, low luminance, and high definition image. Outputs max. 8 MP (3840 × 2160)@50/60 fps and 2 MP (1920 × 1080)@100/120 fps. Built-in multi-core light, the max. IR distance is 120 m and the max. warm light distance is 80 m. Intelligent monitoring: Video metadata, PPE, face recognition, face detection, perimeter, people counting, parking space management, ANPR, AcuPick, Privacy protection (mosaics/frosted glasses) for faces, human bodies, and vehicle bodies. Advanced image processing technologies: Xinghan face exposure, and Xinghan precise focusing. The built-in dual Mic sound pickup reaches 30 m when used indoor. Built-in Hi-Fi large-diameter speaker covers an auditory range of 30 meters when used indoors. Supports sound and light alarms, triggering a sound and flashing light when an alarm is triggered. Alarm: 3 in, 2 out; audio: 1 in, 1 out; RS-485, BNC; supports max. 1 TB Micro SD card. 12 VDC/24 VAC/PoE/ePoE power supply, 12 VDC power output, max. current 165 mA, and peak current 700 mA, easy for installation. Encrypted with TPM2.0 (FIPS 140-2 level 2). Displays the working status with indicators for simplified installation and commissioning. Power detection outputs daily/weekly report. G-sensor supports image stabilization and tampering detection. Supports window heating. Supports Professional anti-corrosion protection. IP67 and IK10 protection. | P | 8788
Seria 7 |  | IPC-HFW7859Z1-Z-PV-0832-X-ATC | Enhanced anti-corrosion aluminum alloy body, 8-MP 1/1.8" CMOS image sensor, low luminance, and high definition image. Outputs max. 8 MP (3840 × 2160)@50/60 fps and 2 MP (1920 × 1080)@100/120 fps. Built-in multi-core light, the max. IR distance is 120 m and the max. warm light distance is 80 m. Intelligent monitoring: Video metadata, PPE, face recognition, face detection, perimeter, people counting, parking space management, ANPR, AcuPick, Privacy protection (mosaics/frosted glasses) for faces, human bodies, and vehicle bodies. Advanced image processing technologies: Xinghan face exposure, and Xinghan precise focusing. The built-in dual Mic sound pickup reaches 30 m when used indoor. Built-in Hi-Fi large-diameter speaker covers an auditory range of 30 meters when used indoors. Supports sound and light alarms, triggering a sound and flashing light when an alarm is triggered. Alarm: 3 in, 2 out; audio: 1 in, 1 out; RS-485, BNC; supports max. 1 TB Micro SD card. 12 VDC/24 VAC/PoE/ePoE power supply, 12 VDC power output, max. current 165 mA, and peak current 700 mA, easy for installation. Encrypted with TPM2.0 (FIPS 140-2 level 2). Displays the working status with indicators for simplified installation and commissioning. Power detection outputs daily/weekly report. G-sensor supports image stabilization and tampering detection. Supports window heating. Supports Professional anti-corrosion protection. IP67 and IK10 protection. | P | 9228
Seria 7 |  | IPC-HFW7859Z1-Z-PV-0856-X | Enhanced anti-corrosion aluminum alloy body 8-MP 1/1.8" CMOS image sensor, low luminance, and high definition image. Outputs max. 8 MP (3840 × 2160)@50/60 fps and 2 MP (1920 × 1080)@100/120 fps. Built-in multi-core light, the max. IR distance is 150 m and the max. warm light distance is 80 m. Video metadata, PPE, face recognition, face detection, perimeter, people counting, parking space management, ANPR, AcuPick, Privacy protection (mosaics/frosted glasses) for faces, human bodies, and vehicle bodies. Advanced image processing technologies: Xinghan face exposure, and Xinghan precise focusing. The built-in dual Mic sound pickup reaches 30 m when used indoor. Built-in Hi-Fi large-diameter speaker covers an auditory range of 30 meters when used indoors. Supports sound and light alarms, triggering a sound and flashing light when an alarm is triggered. Alarm: 3 in, 2 out; audio: 1 in, 1 out; RS-485, BNC; supports max. 1 TB Micro SD card. 12 VDC/24 VAC/PoE/ePoE power supply, 12 VDC power output, max. current 165 mA, and peak current 700 mA, easy for installation. Encrypted with TPM2.0 (FIPS 140-2 level 2). Displays the working status with indicators for simplified installation and commissioning. Power detection outputs daily/weekly report. G-sensor supports image stabilization and tampering detection. Supports window heating. Supports Professional anti-corrosion protection. IP67 and IK10 protection. | P | 9008
Seria 7 |  | IPC-HFW7859Z1-Z-PV-0856-X-ATC | Enhanced anti-corrosion aluminum alloy body, 8-MP 1/1.8" CMOS image sensor, low luminance, and high definition image. Outputs max. 8 MP (3840 × 2160)@50/60 fps and 2 MP (1920 × 1080)@100/120 fps. Built-in multi-core light, the max. IR distance is 150 m and the max. warm light distance is 80 m. Intelligent monitoring: Video metadata, PPE, face recognition, face detection, perimeter, people counting, parking space management, ANPR, AcuPick, Privacy protection (mosaics/frosted glasses) for faces, human bodies, and vehicle bodies. Xinghan face exposure, and Xinghan precise focusing. The built-in dual Mic sound pickup reaches 30 m when used indoor. Built-in Hi-Fi large-diameter speaker covers an auditory range of 30 meters when used indoors. Supports sound and light alarms, triggering a sound and flashing light when an alarm is triggered. Alarm: 3 in, 2 out; audio: 1 in, 1 out; RS-485, BNC; supports max. 1 TB Micro SD card. 12 VDC/24 VAC/PoE/ePoE power supply, 12 VDC power output, max. current 165 mA, and peak current 700 mA, easy for installation. Encrypted with TPM2.0 (FIPS 140-2 level 2). Displays the working status with indicators for simplified installation and commissioning. Power detection outputs daily/weekly report. G-sensor supports image stabilization and tampering detection. Supports window heating. Supports Professional anti-corrosion protection. IP67 and IK10 protection. | P | 9466
SERIA 7 - 12 Mpx, 1/1,8" CMOS
Seria 7 |  | IPC-HF71242F-Z-X | 12-MP 1/1.7" 12 MP (4000 × 3000)@25/30 fps.2 analytics at the same time. Deep learning face recognition/detection, IVS, PPE Detection, parking mg./ANPR, etc. Alarm: 2/2; audio: 2/1;, BNC; Micro SD PoE+/ePoE , 12 VDC power output | P | 5960 | IPC-HF71242F-Z-X
Seria 7 |  | IPC-HFW71242H-Z-X | 12-MP 1/1.7" 12 MP (4000 × 3000)@25/30 fps. IR LED 60 m. Deep learning face recognition/detection, IVS, PPE Detection, parking mg./ANPR, etc. Alarm: 3/2; audio: 1/1;. PoE+/ePoE , 12 VDC power output, IP67 /IK10, Anti-Corrosion coating (optional). | P | 7335 | IPC-HFW71242H-Z-X
Seria 7 |  | IPC-HFW71242H-Z-2712-DC12AC24V-ATC-X | 12-MP 1/1.7" 12 MP (4000 × 3000)@25/30 fps. IR LED 60 m. Deep learning face recognition/detection, IVS, PPE Detection, parking mg./ANPR, etc. Alarm: 3/2; audio: 1/1;. PoE+/ePoE , 12 VDC power output, IP67 /IK10, Anti-Corrosion coating (optional). | P | 7877 | IPC-HFW71242H-Z-X
Seria 7 |  | IPC-HDBW71242E1-Z-X | 12-MP 1/1.7" 12 MP (4000 × 3000)@25/30 fps. IR LED 40 m. Sound Management: Dual MICs, Deep learning face recognition/detection, IVS, PPE Detection, parking mg./ANPR, etc. Alarm: 3/2; audio: 1/1;.dual MICs; 1-ch speaker; 12 VDC power output, IP67 /IK10, Anti-Corrosion coating (optional). | P | 7335 | IPC-HDBW71242E1-Z-X
Seria 7 |  | IPC-HDBW71242E1-Z-2712F-DC12AC24V-ATC-X | 12-MP 1/1.7" 12 MP (4000 × 3000)@25/30 fps. IR LED 40 m. Sound Management: Dual MICs, Deep learning face recognition/detection, IVS, PPE Detection, parking mg./ANPR, etc. Hi-Fi speaker Alarm: 3/2; audio: 1/1;, BNC; Micro SD card. IP67 /IK10, Anti-Corrosion coating (optional). | P | 7877 | IPC-HDBW71242E1-Z-X
SERIA 8 - STEREO ANALYSIS
Seria 8 |  | IPC-HDW8441X-BV-3D-0200B | 1/2,8" 4MP CMOS, Dual-Lens 2.0mm Stereo Analysis Camera. H.265/H.264/H.264/H.264B/MJPEG. Intelligent functions: Stereo analysis and IVS, Privacy Protection. Built-in IR LED up to 20 m. Alarm: 2 in, 2 out; audio: 2 in, 1 out; RS-485; BNC; supports max. 512 G Micro SD card; Built in Mic and speaker, support two-way talk 12VDC/PoE/ePoE power supply, 12 VDC power output. IP67/IK10 | P | 4335 | IPC-HDW8441X-BV-3D
Seria 8 |  | IPC-HDW8441X-BV-3D-0280B | 1/2,8" 4MP CMOS, Dual-Lens 2.8mm Stereo Analysis Camera. H.265/H.264/H.264/H.264B/MJPEG. Intelligent functions: Stereo analysis and IVS, Privacy Protection. Built-in IR LED up to 20 m. Alarm: 2 in, 2 out; audio: 2 in, 1 out; RS-485; BNC; supports max. 512 G Micro SD card; Built in Mic and speaker, support two-way talk 12VDC/PoE/ePoE power supply, 12 VDC power output. IP67/IK10 | P | 4335 | IPC-HDW8441X-BV-3D
SERIA 8 - PEOPLE COUNTING
Seria 8 |  | IPC-HDW8441X-3D-0200B | 1/2,8" 2x 4 Mpx CMOS, WDR (120dB), H.265+/H.265/H.264+/H.264, 25/30 kl./s 4 Mpx, IR 20 m, alarm 2/2, audio 2/1, IP67, IK10, 2 mm, DC 12V / PoE, IVS, wykrycie twarzy, zliczanie osób | P | 3888 | IPC-HDW8441X-3D
Seria 8 |  | IPC-HDW8441X-3D-0280B | 1/2,8" 2x 4 Mpx CMOS, WDR (120dB), H.265+/H.265/H.264+/H.264, 25/30 kl./s 4 Mpx, IR 20 m, alarm 2/2, audio 2/1, IP67, IK10, 2,8 mm, DC 12V / PoE, IVS, wykrycie twarzy, zliczanie osób | P | 3888 | IPC-HDW8441X-3D
SERIA 8 - CORNER
Seria 8 |  | IPC-HCBW8442-0250B | 1/1.8” 4M P CMOS. 25/30 fps@2688 × 1520 WDR (140 dB), Day/Night (ICR), 3D NR, AWB, AGC, BLC 2.5 mm fixed lens, distortion correction 1/1 Alarm in/out, 1/1 audio in/out Max. IR LEDs Length 10 m IP67 /IK10+ (50J) protection | P | 3924 | IPC-HCBW8442
SERIA 8 - CLASSROOM SERIES
Seria 8 |  | IPC-HDBW8841H-Z-LB-0832-DC12AC24V | 8-MP 1/1.8" 8 MP (3840 × 2160)@25/30 fps. Supports Classroom Behavior Analysis/Exam Behavior Analysis. Sound Management: MICs /Dahua noise reduction. two-way talk. Alarm: 3/2; audio: 1/1; dual MICs, 5 streams / 3-channel HD video display. IP67 /IK10. | P | 7401 | IPC-HDBW8841H-Z4-LB
Seria 8 |  | IPC-HDBW8841H-Z-LB-2712-DC12AC24V | 8-MP 1/1.8" 8 MP 2.7-12 mm. Supports Classroom Behavior Analysis/Exam Behavior Analysis. Sound Management: MICs /Dahua noise reduction. two-way talk. Alarm: 3/2; audio: 1/1; dual MICs, 5 streams / 3-channel HD video display. IP67 /IK10. | P | 7086 | IPC-HDBW8841H-Z-LB
SERIA 8 - HIGH TEMPERATURE TOLERANCE SERIES
Seria 8 |  | IPC-HFS8849G-Z3-LED | 8-MP 1/1.2" 8 MP zoom 12-56mm WDR, 3D NR, HLC, BLC. Alarm: 3/2; audio: 2/1; IP67. AI kontrola temperatury. Hyper DoF. Time-Division. GPU: deep-learning. Metadane wideo, rozp. twarzy, ochrona obwodowa. 5 strumieni | P | 16230 | IPC-HFS8849G-Z3-LED
Seria 8 |  | IPC-HFS8449G-Z7-LED | 4-MP 1/1.8" 4 MP, zoom 8 mm–56 mm WDR, 3D NR, HLC, BLC. Alarm: 3/2; audio: 2/1; IP67. AI kontrola temperatury. Hyper DoF. Time-Division. GPU: deep-learning. Metadane wideo, rozp. twarzy, ochrona obwodowa. 5 strumieni | P | 13736 | IPC-HFS8449G-Z7-LED
KAMERY 4G / 5G
Seria 5
Kamery 4G / 5G |  | IPC-HFW5842DK1-Z-5G-FM16-2712 | Dahua 8MP 5G Vari-focal Bullet WizMind Network Camera 8-MP 1/1.8" 8 MP (3840 × 2160)@30 fps. warm light/IR LED, IR 60 m. ROI. WDR, 3D NR, HLC, BLC . Alarm: 3/2; audio: 1/1;, BNC, Micro SD card; dual MICS /speaker, support two-way talk. IP67. SMD 4.0. | P | 12499 | IPC-HFW5842DK1-Z-5G
Kamery 4G / 5G |  | IPC-HFW5842DK1-Z-5G-FM16-0832 | Dahua 8MP 5G Vari-focal Bullet WizMind Network Camera 8-MP 1/1.8" 8 MP (3840 × 2160)@30 fps. warm light/IR LED, / IR 120 m. ROI. WDR, 3D NR, HLC, BLC . Alarm: 3/2; audio: 1/1;, BNC, Micro SD card; built in dual MICs /speaker. IP67. SMD 4.0 | P | 13166 | IPC-HFW5842DK1-Z4-5G
Seria 3
Kamery 4G / 5G |  | IPC-HFW3441DG-AS-4G-NL668EAU-B-0280B | 4MP IR Fixed-focal Bullet WizSense 4G Network Camera 4-MP 1/3" warm light/IR LED. Sound /light alarm linkage. PIR sensor detects human body 8 GB eMMC memory chip that protects key records Abnormality detection Alarm: 1/1; audio: 1/1; RS485:1 (Only report the info | P | 3305 | IPC-HFW3441DG-AS-4G-EAU-B
Kamery 4G / 5G |  | IPC-HFW3441DG-AS-4G-NL668EAU-B-0360B | 4MP IR Fixed-focal Bullet WizSense 4G Network Camera 4-MP 1/3" warm light/IR LED. Sound /light alarm linkage. PIR sensor detects human body 8 GB eMMC memory chip for protects key records. Abnormality detection. Alarm: 1/1; audio: 1/1; RS485:1 (Only report the info | P | 3305 | IPC-HFW3441DG-AS-4G-EAU-B
Kamery 4G / 5G |  | IPC-HFW3441DG-AS-4G-NL668EAU-B-0600B | 4MP IR Fixed-focal Bullet WizSense 4G Network Camera 4-MP 1/3" warm light/IR LED. Sound /light alarm linkage. PIR sensor that detects human body 8 GB eMMC memory chip for protects key records. Abnormality detection. Alarm: 1/1; audio: 1/1; RS485:1 (Only report the info | P | 3671 | IPC-HFW3441DG-AS-4G-EAU-B

## KAMERY EX
SPIS
Dahua Technology Poland Sp. z o.o.
Seria | Zdjęcie | Kod produktu | Opis* | G.R. | MSRP cena PLN netto* | WEB
KAMERY EX
THERMAL EXPLOSION-PROOF BULLET
Seria special |  | TPC-AEBF5441-TB9F4-BW-S2-G | 4MP Vanadium oxide uncooled focal plane detector. Supports up to 18 color palettes. 4Megapixel progressive scan CMOS. High-precision non-contact temperature measurement. Explosion-proof certification: II 2G Ex db IIC T6 Gb/II 2D Ex tb IIIC T80 °C Db. | P | 47685 | TPC-AEBF5441-T
Seria special |  | TPC-AEBF5441-TB13F6-BW-S2-G | 4MP Vanadium oxide uncooled focal plane detector. Supports up to 18 color palettes. 4Megapixel progressive scan CMOS. High-precision non-contact temperature measurement. Explosion-proof certification: II 2G Ex db IIC T6 Gb/II 2D Ex tb IIIC T80 °C Db. | P | 47685 | TPC-AEBF5441-T
Seria special |  | TPC-AEBF5441-TB25F8-BW-S2-G | 4MP Vanadium oxide uncooled focal plane detector. Supports up to 18 color palettes. 4Megapixel progressive scan CMOS. High-precision non-contact temperature measurement. Explosion-proof certification: II 2G Ex db IIC T6 Gb/II 2D Ex tb IIIC T80 °C Db. | P | 49593 | TPC-AEBF5441-T
Seria special |  | TPC-AEBF5641-TB9F4-DW-S2-G | 4MP Vanadium oxide uncooled focal plane detector. Supports up to 18 color palettes. 4Megapixel progressive scan CMOS. High-precision non-contact temperature measurement. Explosion-proof certification: II 2G Ex db IIC T6 Gb/II 2D Ex tb IIIC T80 °C Db. | P | 62945 | TPC-AEBF5641-T
Seria special |  | TPC-AEBF5641-TB19F8-DW-S2-G | 4MP Vanadium oxide uncooled focal plane detector. Supports up to 18 color palettes. 4Megapixel progressive scan CMOS. High-precision non-contact temperature measurement. Explosion-proof certification: II 2G Ex db IIC T6 Gb/II 2D Ex tb IIIC T80 °C Db. | P | 64852 | TPC-AEBF5641-T
Seria special |  | TPC-AEBF5201-TB3-DW-S4-G | 4MP Vanadium oxide uncooled focal plane detector. Supports up to 18 color palettes. High-precision non-contact temperature measurement. Explosion-proof certification: II 2G Ex db IIC T6 Gb/II 2D Ex tb IIIC T80 °C Db. | P | 20982 | TPC-AEBF5201-T
Seria special |  | TPC-AEBF5201-TB7-DW-S4-G | 4MP Vanadium oxide uncooled focal plane detector. Supports up to 18 color palettes. High-precision non-contact temperature measurement. Explosion-proof certification: II 2G Ex db IIC T6 Gb/II 2D Ex tb IIIC T80 °C Db. | P | 20982 | TPC-AEBF5201-T
EXPLOSION PROOF IR
Seria special |  | ECA2A1400-HN-HB-0400 | 4-MP 1/2.8" CMOS. Starlight technology. Max.25/30 fps@1080p. IR distance up to 30 m. H.265 encoding. 304 stainless steel housing. IP68. ATEX and IECEx certification. | P | 5359 | ECA2A1400-HN
Seria special |  | ECA2A1400-HN-HB-0600 | 4-MP 1/2.8" CMOS. Starlight technology. Max.25/30 fps@1080p. IR distance up to 30 m. H.265 encoding. 304 stainless steel housing. IP68. ATEX and IECEx certification. | P | 5359 | ECA2A1400-HN
Seria special |  | ECA3A1404-HNR-XB-304 | 4 Mpx CMOS 1/2,8" , 25/30 kl./s@4Mpx, 4x zoom optyczny, obiektyw 2,8-12 mm, 120 dB WDR, IR 40m, -40 ~ 60°C temp. pracy, IP68, 12 VDC/PoE, obudowa Ex | P | 7316 | ECA3A1404-HNR-XB
Seria special |  | ECA3A1404-HNR-XB-316 | 4 Mpx CMOS 1/2,8" , 25/30 kl./s@4Mpx, 4x zoom optyczny, obiektyw 2,8-12 mm, 120 dB WDR, IR 40m, -40 ~ 60°C temp. pracy, IP68, 12 VDC/PoE, obudowa Ex, 316 stainless steel case | P | 8050 | ECA3A1404-HNR-XB
Seria special |  | ECA3A1804-HNR-XB | 8-MP Explosion-proof IR Bullet WizMind 1/2.8" CMOS 8 MP (3840 × 2160) @25/30 fps. IR 50 m. face detection, perimeter protection, people counting, heat map, SMD4.0. SUS304 stainless steel casing, 2 m cable. IP68 | P | 8443 | ECA3A1804-HNR-XB
Seria special |  | ECA3A1804-HNR-XB-316 | 8-MP Explosion-proof IR Bullet WizMind 1/2.8" CMOS 8 MP (3840 × 2160) @25/30 fps. IR 50 m. face detection, perimeter protection, people counting, heat map, SMD4.0. 304/316L stainless steel casing, 2 m cable. IP69, obudowa Ex, 316 stainless steel case | P | 9288 | ECA3A1804-HNR-XB
Seria special |  | IPC-HDEW8441R-Z-27135-316-S2 | 4-MP 1/3.0" CMOS IR 40 m. Alarm: 3/2; audio: 1/1; Micro SD. 12 VDC/PoE IP68 and IK10 Explosion-proof mark II 2 G Ex db IIC T6/T5 Gb; II 2 D Ex tb IIIC T80°C/ T100°C Db. 316 steel casing, 2 m cable. ATEX and IECEx Certifacation. SMD 3.0. | P | 11860 | IPC-HDEW8441R-Z
Seria special |  | EPC230U | 2 Mpx 1/2,8" STARVIS™ CMOS, 2Mpx@50/60 kl./s, 30x zoom optyczny, obiektyw 4,5-135 mm, 120 dB WDR,IR 100m, -40 ~ 60°C temp. pracy, IP68, obudowa Ex, AC230V/PoE+ | P | 15235 | EPC230U ¦ Dahua Technology
Seria special |  | ECA7B1231-HNP-XA-F | 2MP STARVIS™ 1/1.8" CMOS 31× optical zoom. Starlight technology. Max. 25/30 fps@1080p IR distance up to 100 m. H.265 encoding. Perimeter protection. Face detection. Wiper. Optical Fiber. Support helmet detection and helmet color recognition. | P | 25452 | ECA7B1231-HNP-XA-F
PTZ EXPLOSION-PROOF
Seria special |  | EPC245U-PTZ | 2Megapixel STARVIS™ CMOS· · 1/2.8” Powerful 45x optcal zoom 316L stainless steel housing· Starlight technology· H.265/H.264 Triple-stream Encoding· Max. 50/60fps@1080P· IP68 | P | 73988 | EPC245U-PTZ
Seria special |  | EPC245U-PTZ-IR | 2Megapixel STARVIS™ CMOS · 1/2.8” · Powerful 45x optcal zoom 316L stainless steel housing· Starlight technology· H.265/H.264 Triple-stream Encoding· Max. 50/60fps@1080P· IR distance up to 200m· IP68 | P | 85551 | EPC245U-PTZ-IR
Seria special |  | EPC230U-PTZ | 2MP 30x optical zoom, Starlight, H.265, IVS, AC100V ~ 240V, -40°C~60°C wide temperature range, IP68, Stainless steel housing | P | 61865 | 2MP 30x Anti-corrosion PTZ Network Camera
Seria special |  | EPC230U-PTZ-IR | 2MP 30x optical zoom, Starlight, H.265, IVS, IR Distance up to 100m, AC100V ~ 240V, -40°C~60°C wide temperature range, IP68, Stainless steel housing | P | 72180 | 2MP 30x Anti-corrosion IR PTZ Network Camera
AKCESORIA
Seria special |  | CZ300 | Stainless steel 316L Outlet hole specification: M25 × 1.5 Explosion-proof mark: II 2 G Ex db IIC T6 Gb, II 2 D Ex tb IIIC T80°C Db; Ex db IIC T6 Gb, Ex tb IIIC T80°C Db· IP68 rated | P | 7885
Seria special |  | ZANXG-1.5 | Elastyczna osłona kabla 1.5m do kamer w obudowach EX | P | 2132
Seria special |  | ZAZ100W | Przegub łączeniowy dla produktów w wykonaniu Ex | P | 260
Seria special |  | EXB100-304 | Uchwyt ścienny ze stali nierdzewnej dedykowany do DH-EPC230UN. Stal nierdzewna 304 | P | 841
Seria special |  | EXB100 | Uchwyt ścienny ze stali nierdzewnej dedykowany do DH-EPC230UN | P | 1139
Seria special |  | ZAEX02 | Dławnica kablowa do pracy w strefie zagrożonej wybuchem zgodna z certyfikatem ATEX and IECEx, klasa szczelności: IP68, materiał: stal nierdzewna 316L | P | 901

## KAMERY 316L
SPIS
Dahua Technology Poland Sp. z o.o.
Seria | Zdjęcie | Kod produktu | Opis* | G.R. | MSRP cena PLN netto* | WEB
KAMERY 316L
Stainless Steel
Seria special |  | SD60432DB-HNY-SL | 1/2.8" 4Megapixel STARVIS™ CMOS. 32x optical zoom, Starlight technology. Max. 25/30fps@4MP. Perimeter protection. Face detection. SMD 3.0. IP67. IK10, 316L stainless steel, NEMA 4X report | P | 19492 | SD60432DB-HNY-SL
Seria special |  | SDZW2030U-SL | 2MP 30x optical zoom, Starlight, H.265, IVS, Auto-tracking, -40°C ~70°C wide temperature range, IP68, POE, 316L stainless steel | P | 10316 | SDZW2030U-SL
Seria special |  | SDZW2000T-SL-0360 | 2MP Starlight, H.265, 30m IR distance, IVS, -40°C ~60°C wide temperature range, IP68, IK10, POE, 316L stainless steel, | P | 6470 | SDZW2000T-SL
Seria special |  | SDZW2000T-SL-0600 | 2MP Starlight, H.265, 30m IR distance, IVS, -40°C ~60°C wide temperature range, IP68, IK10, POE, 316L stainless steel, | P | 6470 | SDZW2000T-SL
Seria special |  | SD5A225GB-HNR-SL | 2MP 1/2.8" 2Megapixel STARVIS™ CMOS. Powerful 25x optical zoom. Max. 25/30 fps@2M. IR distance up to 150 m. Auto Tracking 3.0. Face Detection. SMD 4.0. Quick Pick. PoE+ IP67, IK10. Anti corrosion coating. | P | 8038 | SD5A225GB-HNR-SL
Seria special |  | SD8A840PA-HNF-SL | 8MP 1/1.8" 8Megapixel STARVIS™ CMOS. 40x optical zoom. Starlight technology. IR distance up to 500 m. Auto-tracking. Perimeter protection. Face detection. Face recognition. Metadata. IP67. Anti-corrosion coating. | P | 22023 | SD8A840PA-HNF-SL
Akcesoria
Seria special |  | ZAZ100W | Adapter montażowy (EX). Przegub łączeniowy dla produktów w wykonaniu Ex | P | 260
Seria special |  | PFB733W-SL | Wall bracket for SDZW2000T-SL 316L stainless steel wall bracket. Suitable for outdoor use. Cable pass. Dimensions and weight: 115x160x37mm / 0.53Kg. | P | 1126
Seria special |  | HB1000 | Anti-corrosion Flexible Tub | P | 1549
Seria special |  | PFB303W-SL | Wall Mount For use with DH-SD60230UN-HNI-SL Corrosion-resistant PTZ Camera 316L Stainless Steel Designed for Extreme Temperature Environments For Use with Corrosion-resistant PTZ Camera | P | 2621
Seria special |  | PFA120-SL | Water-proof Junction Box Material: aluminum | P | 1549 | PFA120SL

## TERMOWIZJA
SPIS
Dahua Technology Poland Sp. z o.o.
Seria | Zdjęcie | Kod produktu | Opis* | G.R. | MSRP cena PLN netto* | WEB
TERMOWIZJA
SERIA 5401
Thermal 400x300 Vox
General Thermal Device |  | TPC-BF5401-B7-BC-S2 | 400x300 VOx uncooled thermal sensor technology. Athermalized Lens (thermal), Focus-free Support Fire detection & alarm 2/2 alarm in/out. Micro SD memory, IP67, PoE, ePoE 7.5mm lens. Thermal: 1280x1024@25/30fps | P | 16275 | TPC-BF5401-S2
General Thermal Device |  | TPC-BF5401-B13-BC-S2 | 400x300 VOx uncooled thermal sensor technology. Athermalized Lens (thermal), Focus-free Support Fire detection & alarm 2/2 alarm in/out. Micro SD memory, IP67, PoE, ePoE 13mm lens. Thermal: 1280x1024@25/30fps | P | 16275 | TPC-BF5401-S2
General Thermal Device |  | TPC-BF5401-B25-BC-S2 | 400x300 VOx uncooled thermal sensor technology. Athermalized Lens (thermal), Focus-free Support Fire detection & alarm 2/2 alarm in/out. Micro SD memory, IP67, PoE, ePoE 25mm lens. Thermal: 1280x1024@25/30fps | P | 17577 | TPC-BF5401-S2
General Thermal Device |  | TPC-BF5401-B35-BC-S2 | 400x300 VOx uncooled thermal sensor technology. Athermalized Lens (thermal), Focus-free Support Fire detection & alarm 2/2 alarm in/out. Micro SD memory, IP67, PoE, ePoE 35mm lens. Thermal: 1280x1024@25/30fps | P | 20181 | TPC-BF5401-S2
Thermal 400x300 Vox - pomiar temperatury
General Thermal Device |  | TPC-BF5401-TB7-BC-S2 | 400x300 VOx uncooled thermal sensor technology. Multiple temperature measurement. Athermalized Lens (thermal), Focus-free Support Fire detection & alarm 2/2 alarm in/out. Micro SD memory, IP67, PoE, ePoE 7.5mm lens. Thermal: 1280x1024@25/30fps | P | 22265 | TPC-BF5401-T-S2
General Thermal Device |  | TPC-BF5401-TB13-BC-S2 | 400x300 VOx uncooled thermal sensor technology. Multiple temperature measurement. Athermalized Lens (thermal), Focus-free Support Fire detection & alarm 2/2 alarm in/out. Micro SD memory, IP67, PoE, ePoE 13mm lens. Thermal: 1280x1024@25/30fps | P | 20832 | TPC-BF5401-T-S2
General Thermal Device |  | TPC-BF5401-TB25-BC-S2 | 400x300 VOx uncooled thermal sensor technology. Multiple temperature measurement. Athermalized Lens (thermal), Focus-free Support Fire detection & alarm 2/2 alarm in/out. Micro SD memory, IP67, PoE, ePoE 25mm lens. Thermal: 1280x1024@25/30fps | P | 23436 | TPC-BF5401-T-S2
General Thermal Device |  | TPC-BF5401-TB35-BC-S2 | 400x300 VOx uncooled thermal sensor technology. Multiple temperature measurement. Athermalized Lens (thermal), Focus-free Support Fire detection & alarm 2/2 alarm in/out. Micro SD memory, IP67, PoE, ePoE 35mm lens. Thermal: 1280x1024@25/30fps | P | 27342 | TPC-BF5401-T-S2
SERIA 5601
Thermal 640x512 Vox
General Thermal Device |  | TPC-BF5601-B5-DC-S2 | Thermal Network Bullet Camera 640x512 VOx uncooled thermal sensor technology Athermalized Lens (thermal), Pixel Pitch 12 μm, Spectral Range, NETD ≤35 mK (@f/1.0), Focal Length 5mm, AI functions: heat detection, tripwire, intrusion, and human/vehicle classification & alarm 2/2 alarm in/out Micro SD memory, IP67, PoE, ePoE | P | 29400 | TPC-BF5601-S2
General Thermal Device |  | TPC-BF5601-B7-DC-S2 | Thermal Network Bullet Camera 640x512 VOx uncooled thermal sensor technology Athermalized Lens (thermal), Pixel Pitch 12 μm, Spectral Range, NETD ≤35 mK (@f/1.0), Focal Length 7.5mm, AI functions: heat detection, tripwire, intrusion, and human/vehicle classification & alarm 2/2 alarm in/out Micro SD memory, IP67, PoE, ePoE | P | 29400 | TPC-BF5601-S2
General Thermal Device |  | TPC-BF5601-B9-DC-S2 | Thermal Network Bullet Camera 640x512 VOx uncooled thermal sensor technology Athermalized Lens (thermal), Pixel Pitch 12 μm, Spectral Range, NETD ≤35 mK (@f/1.0), Focal Length 9mm, AI functions: heat detection, tripwire, intrusion, and human/vehicle classification & alarm 2/2 alarm in/out Micro SD memory, IP67, PoE, ePoE | P | 29400 | TPC-BF5601-S2
General Thermal Device |  | TPC-BF5601-B13-DC-S2 | Thermal Network Bullet Camera 640x512 VOx uncooled thermal sensor technology Athermalized Lens (thermal), Pixel Pitch 12 μm, Spectral Range, NETD ≤35 mK (@f/1.0), Focal Length 13mm, AI functions: heat detection, tripwire, intrusion, and human/vehicle classification & alarm 2/2 alarm in/out Micro SD memory, IP67, PoE, ePoE | P | 29400 | TPC-BF5601-S2
General Thermal Device |  | TPC-BF5601-B19-DC-S2 | Thermal Network Bullet Camera 640x512 VOx uncooled thermal sensor technology Athermalized Lens (thermal), Pixel Pitch 12 μm, Spectral Range, NETD ≤35 mK (@f/1.0), Focal Length 19mm, AI functions: heat detection, tripwire, intrusion, and human/vehicle classification & alarm 2/2 alarm in/out Micro SD memory, IP67, PoE, ePoE | P | 29400 | TPC-BF5601-S2
General Thermal Device |  | TPC-BF5601-B25-DC-S2 | Thermal Network Bullet Camera 640x512 VOx uncooled thermal sensor technology Athermalized Lens (thermal), Pixel Pitch 12 μm, Spectral Range, NETD ≤35 mK (@f/1.0), Focal Length 25mm, AI functions: heat detection, tripwire, intrusion, and human/vehicle classification & alarm 2/2 alarm in/out Micro SD memory, IP67, PoE, ePoE | P | 30240 | TPC-BF5601-S2
General Thermal Device |  | TPC-BF5601-B35-DC-S2 | Thermal Network Bullet Camera 640x512 VOx uncooled thermal sensor technology Athermalized Lens (thermal), Pixel Pitch 12 μm, Spectral Range, NETD ≤35 mK (@f/1.0), Focal Length 35mm, AI functions: heat detection, tripwire, intrusion, and human/vehicle classification & alarm 2/2 alarm in/out Micro SD memory, IP67, PoE, ePoE | P | 31920 | TPC-BF5601-S2
Thermal 640x512 Vox - pomiar temperatury
General Thermal Device |  | TPC-BF5601-TB5-DC-S2 | Thermal Network Bullet Camera 640x512 VOx uncooled thermal sensor technology Athermalized Lens (thermal), Pixel Pitch 12 μm, Spectral Range, NETD ≤35 mK (@f/1.0), Focal Length 5mm, Support temperature measurement, AI functions: heat detection, tripwire, intrusion, and human/vehicle classification & alarm 2/2 alarm in/out Micro SD memory, IP67, PoE, ePoE | P | 40362 | TPC-BF5601-T-S2
General Thermal Device |  | TPC-BF5601-TB7-DC-S2 | Thermal Network Bullet Camera 640x512 VOx uncooled thermal sensor technology Athermalized Lens (thermal), Pixel Pitch 12 μm, Spectral Range, NETD ≤35 mK (@f/1.0), Focal Length 7.5mm, Support temperature measurement, AI functions: heat detection, tripwire, intrusion, and human/vehicle classification & alarm 2/2 alarm in/out Micro SD memory, IP67, PoE, ePoE | P | 40362 | TPC-BF5601-T-S2
General Thermal Device |  | TPC-BF5601-TB9-DC-S2 | Thermal Network Bullet Camera 640x512 VOx uncooled thermal sensor technology Athermalized Lens (thermal), Pixel Pitch 12 μm, Spectral Range, NETD ≤35 mK (@f/1.0), Focal Length 9mm, Support temperature measurement, AI functions: heat detection, tripwire, intrusion, and human/vehicle classification & alarm 2/2 alarm in/out Micro SD memory, IP67, PoE, ePoE | P | 40362 | TPC-BF5601-T-S2
General Thermal Device |  | TPC-BF5601-TB13-DC-S2 | Thermal Network Bullet Camera 640x512 VOx uncooled thermal sensor technology Athermalized Lens (thermal), Pixel Pitch 12 μm, Spectral Range, NETD ≤35 mK (@f/1.0), Focal Length 13mm, Support temperature measurement, AI functions: heat detection, tripwire, intrusion, and human/vehicle classification & alarm 2/2 alarm in/out Micro SD memory, IP67, PoE, ePoE | P | 39711 | TPC-BF5601-T-S2
General Thermal Device |  | TPC-BF5601-TB19-DC-S2 | Thermal Network Bullet Camera 640x512 VOx uncooled thermal sensor technology Athermalized Lens (thermal), Pixel Pitch 12 μm, Spectral Range, NETD ≤35 mK (@f/1.0), Focal Length 19mm, Support temperature measurement, AI functions: heat detection, tripwire, intrusion, and human/vehicle classification & alarm 2/2 alarm in/out Micro SD memory, IP67, PoE, ePoE | P | 39711 | TPC-BF5601-T-S2
General Thermal Device |  | TPC-BF5601-TB25-DC-S2 | Thermal Network Bullet Camera 640x512 VOx uncooled thermal sensor technology Athermalized Lens (thermal), Pixel Pitch 12 μm, Spectral Range, NETD ≤35 mK (@f/1.0), Focal Length 25mm, Support temperature measurement, AI functions: heat detection, tripwire, intrusion, and human/vehicle classification & alarm 2/2 alarm in/out Micro SD memory, IP67, PoE, ePoE | P | 41664 | TPC-BF5601-T-S2
General Thermal Device |  | TPC-BF5601-TB35-DC-S2 | Thermal Network Bullet Camera 640x512 VOx uncooled thermal sensor technology Athermalized Lens (thermal), Pixel Pitch 12 μm, Spectral Range, NETD ≤35 mK (@f/1.0), Focal Length 35mm, Support temperature measurement, AI functions: heat detection, tripwire, intrusion, and human/vehicle classification & alarm 2/2 alarm in/out Micro SD memory, IP67, PoE, ePoE | P | 48174 | TPC-BF5601-T-S2
SERIA 5441 HYBRID
Thermal 400x300 Vox
Thermal Network Hybrid Bullet Camera |  | TPC-BF5441-B7F4-BM-S2 | Vanadium oxide Vanadium oxide 400x300. 1/1.8" 4Megapixel progressive scan CMOS. Heat detection and alarm, tripwire, intrusion, and target filtering. Illumination 80 m. IP67 PoE Thermal Main stream max.1280 × 1024. Thermal: 7.5 mm; Visible: 4 mm | P | 24015 | TPC-BF5441
Thermal Network Hybrid Bullet Camera |  | TPC-BF5441-B13F6-BM-S2 | Vanadium oxide Vanadium oxide 400x300. 1/1.8" 4Megapixel progressive scan CMOS. Heat detection and alarm, tripwire, intrusion, and target filtering. Illumination 80 m. IP67 PoE Thermal Main stream max.1280 × 1024. Thermal: 13 mm; Visible: 6 mm | P | 24015 | TPC-BF5442
Thermal Network Hybrid Bullet Camera |  | TPC-BF5441-B19F12-BM-S2 | Vanadium oxide Vanadium oxide 400x300. 1/1.8" 4Megapixel progressive scan CMOS. Heat detection and alarm, tripwire, intrusion, and target filtering. Illumination 80 m. IP67 PoE Thermal Main stream max.1280 × 1024. Thermal: 19 mm; Visible: 12 mm | P | 24015 | TPC-BF5443
Thermal Network Hybrid Bullet Camera |  | TPC-BF5441-B25F12-BM-S2 | Vanadium oxide Vanadium oxide 400x300. 1/1.8" 4Megapixel progressive scan CMOS. Heat detection and alarm, tripwire, intrusion, and target filtering. Illumination 80 m. IP67 PoE Thermal Main stream max.1280 × 1024. Thermal: 25 mm; Visible: 12 mm | P | 24015 | TPC-BF5444
Thermal Network Hybrid Bullet Camera |  | TPC-BF5441-B35Z3-BM-S2 | Vanadium oxide Vanadium oxide 400x300. 1/1.8" 4Megapixel progressive scan CMOS. Heat detection and alarm, tripwire, intrusion, and target filtering. Illumination 80 m. IP67 PoE Thermal Main stream max.1280 × 1024. Thermal: 35 mm; Visible: 10mm-30 mm | P | 29353 | TPC-BF5445
Thermal 400x300 Vox - pomiar temperatury
Thermal Network Hybrid Bullet Camera |  | TPC-BF5441-TB7F4-BM-S2 | Vanadium oxide Vanadium oxide 400x300. 1/1.8" 4M multiple temperature measurement. Heat detection and alarm, tripwire, intrusion, and target filtering. Illumination 80 m. IP67 PoE Thermal Main stream max.1280 × 1024. Thermal: 7.5 mm; Visible: 4 mm | P | 32017 | TPC-BF5441-T
Thermal Network Hybrid Bullet Camera |  | TPC-BF5441-TB13F6-BM-S2 | Vanadium oxide Vanadium oxide 400x300. 1/1.8" 4MP multiple temperature measurement. Heat detection and alarm, tripwire, intrusion, and target filtering. Illumination 80 m. IP67 PoE Thermal Main stream max.1280 × 1024. Thermal: 13 mm; Visible: 6 mm | P | 32017 | TPC-BF5441-T
Thermal Network Hybrid Bullet Camera |  | TPC-BF5441-TB19F12-BM-S2 | Vanadium oxide Vanadium oxide 400x300. 1/1.8" 4P multiple temperature measurement. Heat detection and alarm, tripwire, intrusion, and target filtering. Illumination 80 m. IP67 PoE Thermal Main stream max.1280 × 1024. Thermal: 19 mm; Visible: 12 mm | P | 33796 | TPC-BF5441-T
Thermal Network Hybrid Bullet Camera |  | TPC-BF5441-TB25F12-BM-S2 | Vanadium oxide Vanadium oxide 400x300. 1/1.8" 4MP multiple temperature measurement. Heat detection and alarm, tripwire, intrusion, and target filtering. Illumination 80 m. IP67 PoE Thermal Main stream max.1280 × 1024. Thermal: 25 mm; Visible: 12 mm | P | 34687 | TPC-BF5441-T
Thermal Network Hybrid Bullet Camera |  | TPC-BF5441-TB35Z3-BM-S2 | Vanadium oxide Vanadium oxide 400x300. 1/1.8" 4MP multiple temperature measurement. Heat detection and alarm, tripwire, intrusion, and target filtering. Illumination 80 m. IP67 PoE Thermal stream max.1280 × 1024. Thermal: 35 mm; Visible: 10mm-30 mm | P | 38246 | TPC-BF5441-T
SERIA SD5441
Thermal 400x300 Vox
General Thermal Device |  | TPC-SD5441-B25Z45 | Vanadium oxide uncooled focal plane detector. 4MP. 45× optical zoom. AI functions: boat, smoke, and heat detection, tripwire, target filtering and intrusion detection. IR illumination distance ≥100 m. IP66 rated. Supports GPS. | P | 41689 | TPC-SD5441
General Thermal Device |  | TPC-SD5441-B35Z45 | Vanadium oxide uncooled focal plane detector. 4MP. 40× optical zoom. AI functions: boat, smoke, and fire detection, tripwire, target filtering and intrusion detection. IR illumination distance ≥100 m IP66 rated. | P | 47033 | TPC-SD5441
General Thermal Device |  | TPC-SD5441-B50Z45 | Vanadium oxide uncooled focal plane detector. 4MP. 40× optical zoom. AI functions: boat, smoke, and fire detection, tripwire, target filtering and intrusion detection. IR illumination distance ≥100 m IP66 rated. | P | 55585 | TPC-SD5441
Thermal 400x300 Vox - pomiar temperatury
General Thermal Device |  | TPC-SD5441-TB13Z45 | Vanadium oxide uncooled focal plane detector. 4MP. 40× optical zoom. AI functions: boat, smoke, and fire detection, tripwire, target filtering and intrusion detection. IR illumination distance ≥100 m IP66 rated. | P | 44896 | TPC-SD5441-T
General Thermal Device |  | TPC-SD5441-TB25Z45 | Vanadium oxide uncooled focal plane detector. 4MP. 40× optical zoom. AI functions: boat, smoke, and fire detection, tripwire, target filtering and intrusion detection. IR illumination distance ≥100 m –20 °C to +550 °C. IP66 rated. | P | 45964 | TPC-SD5441-T
General Thermal Device |  | TPC-SD5441-TB35Z45 | Vanadium oxide uncooled focal plane detector. 4MP. 40× optical zoom. AI functions: boat, smoke, and fire detection, tripwire, target filtering and intrusion detection. IR illumination distance ≥100 m–20 °C to +550 °C. IP66 rated. | P | 52378 | TPC-SD5441-T
General Thermal Device |  | TPC-SD5441-TB50Z45 | Vanadium oxide uncooled focal plane detector. 4MP. 40× optical zoom. AI functions: boat, smoke, and fire detection, tripwire, target filtering and intrusion detection. IR illumination distance ≥100 m –20 °C to +550 °C. IP66 rated. | P | 64136 | TPC-SD5441-T
General Thermal Device |  | TPC-SD5441-TB7Z45 | Vanadium oxide uncooled focal plane detector.4MP. 40× optical zoom. AI functions: boat, smoke, and fire detection, tripwire, target filtering and intrusion detection. IR illumination distance ≥100 m –20 °C to +550 °C. IP66 rated. | P | 44896 | TPC-SD5441-T
SERIA SD5641
Thermal 640x512 Vox
General Thermal Device |  | TPC-SD5641-B25Z45 | Vanadium oxide uncooled focal plane detector. 4MP. 40× optical zoom. AI functions: boat, smoke, and fire detection, tripwire, target filtering and intrusion detection. IR illumination distance ≥100 m IP66 rated. | P | 58792 | TPC-SD5641
General Thermal Device |  | TPC-SD5641-B35Z45 | Vanadium oxide uncooled focal plane detector. 4MP. 40× optical zoom. AI functions: boat, smoke, and fire detection, tripwire, target filtering and intrusion detection. IR illumination distance ≥100 m IP66 rated. | P | 61998 | TPC-SD5641
Thermal 640x512 Vox - pomiar temperatury
General Thermal Device |  | TPC-SD5641-TB25Z45 | Vanadium oxide uncooled focal plane detector. 4MP. 40× optical zoom. AI functions: boat, smoke, and fire detection, tripwire, target filtering and intrusion detection. IR illumination distance ≥100 –20 °C to +550 °C. IP66 rated. | P | 65205 | TPC-SD5641-T
General Thermal Device |  | TPC-SD5641-TB35Z45 | Vanadium oxide uncooled focal plane detector. 4MP. 40× optical zoom. AI functions: boat, smoke, and fire detection, tripwire, target filtering and intrusion detection. IR illumination distance ≥100 m –20 °C to +550 °C. IP66 rated. | P | 70550 | TPC-SD5641-T
SERIA SD8x41B PTZ
Thermal 400x300 Vox
General Thermal Device |  | TPC-SD8441B-B25Z45 | Vanadium oxide uncooled focal plane detector. 45× optical zoom. AI functions: boat, engineering truck and fire detection, tripwire, etc. Heating and defogging. Auto rain-sensing for wiper. SD card storage. Voice intercom. Alarm: 7/ 2 out. | P | 56654 | TPC-SD8441B
General Thermal Device |  | TPC-SD8441B-B50Z45 | Vanadium oxide uncooled focal plane detector. 45× optical zoom. AI functions: boat, engineering truck and fire detection, tripwire,. Heating and defogging.Auto rain-sensing for wiper.SD card storage. Voice intercom.Alarm: 7/ 2 out. | P | 68412 | TPC-SD8441B
Thermal 640x512 Vox
General Thermal Device |  | TPC-SD8641B-B25Z45 | Vanadium oxide uncooled focal plane detector. 45× optical zoom. AI functions: boat, engineering truck and fire detection, tripwire,. Heating and defogging.Auto rain-sensing for wiper.SD card storage. Voice intercom. Alarm: 7/ 2 out. | P | 74826 | TPC-SD8641B
General Thermal Device |  | TPC-SD8641B-B50Z45 | Vanadium oxide uncooled focal plane detector. 45× optical zoom. AI functions: boat, engineering truck and fire detection, tripwire,. Heating and defogging. Auto rain-sensing for wiper. SD card storage. Voice intercom.Alarm: 7/ 2 out. | P | 90860 | TPC-SD8641B
SERIA SDA8x41 PTZ
Thermal 400x300 Vox
General Thermal Device |  | TPC-SDA8441-B25Z45 | Vanadium oxide uncooled focal plane detector.Starlight 1/1.8" 4MP.Thermal PTZ. 45× optical zoom. AI functions.Two-way audio, sound and light alarm. Optical defog technology. IR illumination distance ≥250 m.IP66 rated. | P | 60717 | TPC-SDA8441
General Thermal Device |  | TPC-SDA8441-B50Z45 | Vanadium oxide uncooled focal plane detector.Starlight 1/1.8" 4MP.Thermal PTZ 45× optical zoom. AI functions. Two-way audio, sound and light alarm.Optical defog technology. IR illumination distance ≥250 m IP66 rated. | P | 76537 | TPC-SDA8441
Thermal 640x512 Vox
General Thermal Device |  | TPC-SDA8641-B25Z45 | Vanadium oxide uncooled focal plane detector.Starlight 1/1.8" 4MP. Thermal PTZ: 45× optical zoom. Thermal and visible channel linkage tracking. AI functions: tripwire, target filtering and intrusion detection. Two-way audio, sound and light alarm IP66 rated. | P | 77819 | TPC-SD8641B
General Thermal Device |  | TPC-SDA8641-B50Z45 | Vanadium oxide uncooled focal plane detector. Starlight 1/1.8" 4MP. Thermal PTZ: 45× optical zoom.Thermal and visible channel linkage tracking.AI functions: tripwire, target filtering and intrusion detection.Two-way audio, sound and light alarm. IP66 rated. | P | 94494 | TPC-SD8641B
SERIA PT8x41B
Thermal 640x512 Vox
Thermal Network Hybrid PTZ Camera |  | TPC-PT8641B-BM100Z56 | Thermal Network Hybrid PTZ Camera Vanadium oxide uncooled focal plane detector. 4MP. Vari-focal lenses of thermal channel and visible channel. AI functions. Rain-sensing wiper. IP66 rated. | P | 209583 | TPC-PT8641B
Thermal Network Hybrid PTZ Camera |  | TPC-PT8641B-BM150Z60 | Thermal Network Hybrid PTZ Camera Vanadium oxide uncooled focal plane detector. 4MP. Vari-focal lenses of thermal channel and visible channel. AI functions: heat detection, tripwire, intrusion, target filtering, and boat detection. Rain-sensing wiper. IP66 rated. | P | 427720 | TPC-PT8641B
Thermal Network Hybrid PTZ Camera |  | TPC-PT8641B-BM150Z86 | Thermal Network Hybrid PTZ Camera Vanadium oxide uncooled focal plane detector. 4MP. Vari-focal lenses of thermal channel and visible channel. AI functions: heat detection, tripwire, intrusion, target filtering, and boat detection. Rain-sensing wiper. IP66 rated. | P | 555458 | TPC-PT8641B
Thermal Network Hybrid PTZ Camera |  | TPC-PT8641B-B20100Z56 | Thermal Network Hybrid PTZ Camera Vanadium oxide uncooled focal plane detector. 4MP. Vari-focal lenses of thermal channel and visible channel. AI functions: heat detection, tripwire, intrusion, target filtering, and boat detection. Rain-sensing wiper. IP66 rated. | P | 314375 | TPC-PT8641B
Thermal Network Hybrid PTZ Camera |  | TPC-PT8641B-B30150Z60 | Thermal Network Hybrid PTZ Camera Vanadium oxide uncooled focal plane detector. 4MP. Vari-focal lenses of thermal channel and visible channel. AI functions: heat detection, tripwire, intrusion, target filtering, and boat detection. Rain-sensing wiper. IP66 rated. | P | 457661 | TPC-PT8641B
Thermal Network Hybrid PTZ Camera |  | TPC-PT8641B-B30150Z86-BM-S53 | Thermal Network Hybrid PTZ Camera Vanadium oxide uncooled focal plane detector. 4MP. Vari-focal lenses of thermal channel and visible channel. AI functions: heat detection, tripwire, intrusion, target filtering, and boat detection. Rain-sensing wiper. IP66 rated. | P | 605629 | TPC-PT8641B
Thermal Network Hybrid PTZ Camera |  | TPC-PT8641B-B38190Z86-BM-S53 | Thermal Network Hybrid PTZ Camera Vanadium oxide uncooled focal plane detector. 4MP. Vari-focal lenses of thermal channel and visible channel. AI functions: heat detection, tripwire, intrusion, target filtering, and boat detection. Rain-sensing wiper. IP66 rated. | P | 680884 | TPC-PT8641B
Thermal Network Hybrid PTZ Camera |  | TPC-PT8641B-B23230Z86-BM-S53 | Thermal Network Hybrid PTZ Camera Vanadium oxide uncooled focal plane detector. 4MP. Vari-focal lenses of thermal channel and visible channel. AI functions: heat detection, tripwire, intrusion, target filtering, and boat detection. Rain-sensing wiper. IP66 rated. | P | 806310 | TPC-PT8641B
Thermal 400x300 Vox
Thermal Network Hybrid PTZ Camera |  | TPC-PT8441B-BM100Z56 | Thermal Network Hybrid PTZ Camera Vanadium oxide uncooled focal plane detector. 4MP. Vari-focal lenses of thermal channel and visible channel. AI functions such heat detection, tripwire, intrusion, target filtering, and boat detection. Rain-sensing wiper. IP66 rated. | P | 192474 | TPC-PT8441B
Thermal Network Hybrid PTZ Camera |  | TPC-PT8441B-BM150Z60 | Thermal Network Hybrid PTZ Camera Vanadium oxide uncooled focal plane detector. 4MP. Vari-focal lenses of thermal channel and visible channel. AI functions such heat detection, tripwire, intrusion, target filtering, and boat detection. Rain-sensing wiper. IP66 rated. | P | 410612 | TPC-PT8441B
Thermal Network Hybrid PTZ Camera |  | TPC-PT8441B-B20100Z56 | Thermal Network Hybrid PTZ Camera Vanadium oxide uncooled focal plane detector. 4MP. Vari-focal lenses of thermal channel and visible channel. AI functions such heat detection, tripwire, intrusion, target filtering, and boat detection. Rain-sensing wiper. IP66 rated. | P | 295127 | TPC-PT8441B
Thermal Network Hybrid PTZ Camera |  | TPC-PT8441B-B30150Z60 | Thermal Network Hybrid PTZ Camera Vanadium oxide uncooled focal plane detector. 4MP. Vari-focal lenses of thermal channel and visible channel. AI functions such heat detection, tripwire, intrusion, target filtering, and boat detection. Rain-sensing wiper. IP66 rated. | P | 438413 | TPC-PT8441B
SERIA PT8x41C
Thermal 400x300 Vox
Thermal Network Hybrid PTZ Camera |  | TPC-PT8441C-BM100Z56L3 | Thermal Network Hybrid PTZ Camera Vanadium oxide uncooled focal plane detector. 4MP. Vari-focal lenses of thermal channel and visible channel. AI functions: heat detection, tripwire, intrusion, target filtering, and boat detection. Rain-sensing wiper. IP66 rated. | P | 254494 | TPC-PT8441C
Thermal Network Hybrid PTZ Camera |  | TPC-PT8441C-BM150Z60L3 | Thermal Network Hybrid PTZ Camera Vanadium oxide uncooled focal plane detector. 4MP. Vari-focal lenses of thermal channel and visible channel. AI functions: heat detection, tripwire, intrusion, target filtering, and boat detection. Rain-sensing wiper. IP66 rated. | P | 468354 | TPC-PT8441C
Thermal Network Hybrid PTZ Camera |  | TPC-PT8441C-B20100Z56L3 | Thermal Network Hybrid PTZ Camera Vanadium oxide uncooled focal plane detector. 4MP. Vari-focal lenses of thermal channel and visible channel. AI functions: heat detection, tripwire, intrusion, target filtering, and boat detection. Rain-sensing wiper. IP66 rated. | P | 361424 | TPC-PT8441C
Thermal Network Hybrid PTZ Camera |  | TPC-PT8441C-B30150Z60L3 | Thermal Network Hybrid PTZ Camera Vanadium oxide uncooled focal plane detector. 4MP. Vari-focal lenses of thermal channel and visible channel. AI functions: heat detection, tripwire, intrusion, target filtering, and boat detection. Rain-sensing wiper. IP66 rated. | P | 504710 | TPC-PT8441C
Thermal 640x512 Vox
Thermal Network Hybrid PTZ Camera |  | TPC-PT8641C-BM100Z56L3 | Thermal Network Hybrid PTZ Camera Vanadium oxide uncooled focal plane detector. 4MP. Vari-focal lenses of thermal channel and visible channel. AI functions: heat detection, tripwire, intrusion, target filtering, and boat detection. Rain-sensing wiper. IP66 rated. | P | 273741 | TPC-PT8641C
Thermal Network Hybrid PTZ Camera |  | TPC-PT8641C-BM150Z60L3 | Thermal Network Hybrid PTZ Camera Vanadium oxide uncooled focal plane detector. 4MP. Vari-focal lenses of thermal channel and visible channel. AI functions: heat detection, tripwire, intrusion, target filtering, and boat detection. Rain-sensing wiper. IP66 rated. | P | 487601 | TPC-PT8641C
Thermal Network Hybrid PTZ Camera |  | TPC-PT8641C-B20100Z56L3 | Thermal Network Hybrid PTZ Camera Vanadium oxide uncooled focal plane detector. 4MP. Vari-focal lenses of thermal channel and visible channel. AI functions: heat detection, tripwire, intrusion, target filtering, and boat detection. Rain-sensing wiper. IP66 rated. | P | 380671 | TPC-PT8641C
Thermal Network Hybrid PTZ Camera |  | TPC-PT8641C-B30150Z60L3 | Thermal Network Hybrid PTZ Camera Vanadium oxide uncooled focal plane detector. 4MP. Vari-focal lenses of thermal channel and visible channel. AI functions: heat detection, tripwire, intrusion, target filtering, and boat detection. Rain-sensing wiper. IP66 rated. | P | 523437 | TPC-PT8641C
Thermal Network Hybrid PTZ Camera |  | TPC-PT8641C-B30150Z86L3-BM-S53 | Thermal Network Hybrid PTZ Camera Vanadium oxide uncooled focal plane detector. 4MP. Vari-focal lenses of thermal channel and visible channel. AI functions: heat detection, tripwire, intrusion, target filtering, and boat detection. Rain-sensing wiper. IP66 rated. | P | 709553 | TPC-PT8641C
Thermal Network Hybrid PTZ Camera |  | TPC-PT8641C-B38190Z86L3 | Thermal Network Hybrid PTZ Camera Vanadium oxide uncooled focal plane detector. 4MP. Vari-focal lenses of thermal channel and visible channel. AI functions: heat detection, tripwire, intrusion, target filtering, and boat detection. Rain-sensing wiper. IP66 rated. | P | 791571 | TPC-PT8641C
SERIA PT8x41C
Thermal Network Long-Range Hybrid PTZ Camera |  | TPC-PT9621CP-C20300ZF711BR | Thermal Network Long-Range Hybrid PTZ Camera 640x512 cooled MCT FPA 1/1.9” 2MP Powerful optical zoom lens (thermal & visible) Laser range finder Micro SD memory (Optional) Gyroscope IP66 Tool-less, blind mate, quick-change payload mounting system | P | 3977796 | TPC-PT9621C
Thermal Network Long-Range Hybrid PTZ Camera |  | TPC-PT9621CP-C50450ZF711BR | Thermal Network Long-Range Hybrid PTZ Camera 640x512 cooled MCT FPA 1/1.9” 2MP Powerful optical zoom lens (thermal & visible) Laser range finder Micro SD memory (Optional) Gyroscope IP66 Tool-less, blind mate, quick-change payload mounting system | P | 4277200 | TPC-PT9621C
Thermal Network Long-Range Hybrid PTZ Camera |  | TPC-PT9621CP-C65650ZF711BR | Thermal Network Long-Range Hybrid PTZ Camera 640x512 cooled MCT FPA 1/1.9” 2MP Powerful optical zoom lens (thermal & visible) Laser range finder Micro SD memory (Optional) Gyroscope IP66 Tool-less, blind mate, quick-change payload mounting system | P | 4426902 | TPC-PT9621C
Thermal Network Long-Range Hybrid PTZ Camera |  | TPC-PT9621CP-C90900ZF711BR | Thermal Network Long-Range Hybrid PTZ Camera 640x512 cooled MCT FPA 1/1.9” 2MP Powerful optical zoom lens (thermal & visible) Laser range finder Micro SD memory (Optional) Gyroscope IP66 Tool-less, blind mate, quick-change payload mounting system | P | 4694227 | TPC-PT9621C
POZOSTAŁE
General Thermal Device |  | TPC-KF2241-TB2F2-S3 | Vanadium oxide uncooled focal plane detector.4MP.Ultra wide-angle lens.Built-in white light.Temperature measurement range of –20 °C to +550 °C.Magnet mount to power distribution cabinet.IP67 Surge protection of 6 kV, air discharge of 15 kV, contact discharge of 8 kV. | P | 9858 | TPC-KF2241-T

## FISHEYE i 360°
SPIS
Dahua Technology Poland Sp. z o.o.
Seria | Zdjęcie | Kod produktu | Opis* | G.R. | MSRP cena PLN netto* | WEB
FISHEYE / 360°
MULTI-DIRECTIONAL SERIES
Panoramic series |  | IPC-HDBW5441F-AS-E2-0360B | 4 MP 1/2.7" CMOS 4 MP (2560 × 1440)@25/30 fps. IR 30m ROI, Rotation mode, WDR, 3D NR, HLC, BLC Intelligent monitoring Alarm: 2/2; audio: 1/1; Micro , built-in MIC. PoE IP67 and IK10. SMD 3.0 | P | 2680 | IPC-HDBW5441F-AS-E2
Panoramic series |  | IPC-PFW5849-A180-E2-ASTE-0360B | 8 MP (4096 × 1800)@25 fps. Built-in warm light40 m.ROI, WDR, 3D NR, HLC, BLC Alarm: 1/1; audio: 1/1; Micro SD card, built-in Mic and speaker, two-way talk. PoE IP67 protection.EPTZ SMD 4.0. 180° wide angle. | P | 4792 | IPC-PFW5849-A180-E2-ASTE
Panoramic series |  | IPC-PDW5849-A180-E2-ASTE-0360B | Outputs 180° wide angle splicing image. 8 MP (4096 × 1800)@25 fps. Built-in warm light40 m. ROI, WDR, 3D NR, HLC, BLC Alarm: 1/1; audio: 1/1; Micro SD card, built-in Mic and speaker, two-way talk. PoE IP67 protection. EPTZ. SMD. | P | 4264 | IPC-PDW5849-A180-E2-ASTE
Panoramic series |  | IPC-PDBW82041-B360-E4-2812-S2 | 4x 5-MP 1/2.7" CMOS 4-channel stream output, each channel max. 5 MP ROI, 4 analytics at 4 channels at the same time. FlexStream. Web5.0 interface. Built-in IR LED 30 m. Alarm: 3/2; audio: 1/1; RS-485; Micro SD, PoE, 12 VDC power output IP67, IK10 | P | 9265 | IPC-PDBW82041-B360-S2
Panoramic series |  | IPC-PDBW82041-B360-E4-2812-ATC-S2 | 4x 5-MP 1/2.7" CMOS 4-channel stream output, each channel max. 5 MP ROI, 4 analytics at 4 channels at the same time. FlexStream. Web5.0 interface. Built-in IR LED 30 m. Alarm: 3/2; audio: 1/1; RS-485; Micro SD, PoE, 12 VDC power output IP67, IK10 Anti-corrosion | P | 10115 | IPC-PDBW82041-B360-S2
Fisheye
Panoramic series |  | IPC-EBW8842-AS | 1/1,7“ 8 Mpx CMOS; Smart H.264/H.265, 8 Mpx (1 ~ 25 kl./s), obiektyw stałoogniskowy 1,85 mm/F2.0, IR do 10m, alarm we./wyj. 2/2, Micro SD(max.256G), IP67, IK10, DC 12V/PoE, IVS, liczenie ludzi, wbudowany mikrofon | P | 6311 | IPC-EBW8842-AS
Panoramic series |  | IPC-EBW8842-AS-IVC | 1/1,7“ 8 Mpx CMOS; Smart H.264/H.265, 8 Mpx (1 ~ 25 kl./s), obiektyw stałoogniskowy 1,29 mm/F2.0, IR do 10m, alarm we./wyj. 2/2, Micro SD(max.256G), IP67, IK10, DC 12V/PoE, IVS, liczenie ludzi, wbudowany mikrofon | P | 8899 | IPC-EBW8842-AS-IVC
Panoramic series |  | IPC-EBW81242-AS-IVC-S2 | 1/1,7“ 12 Mpx CMOS; Smart H.264/H.265, 12 Mpx (1 ~ 25 kl./s), obiektyw stałoogniskowy 1,29 mm/F2.0 panomorph,alarm we./wyj. 2/2, Micro SD(max.256G), IP67, IK10, DC 12V/PoE, IVS, liczenie ludzi | P | 9571 | IPC-EBW81242-AS-S2
Panoramic series |  | IPC-EBW81242-AS-S2 | 1/1,7“ 12 Mpx CMOS; Smart H.264/H.265, 12 Mpx (1 ~ 25 kl./s), obiektyw stałoogniskowy 1,85 mm/F2.0,alarm we./wyj. 2/2, Micro SD(max.256G), IP67, IK10, DC 12V/PoE, IVS, liczenie ludzi | P | 7992 | IPC-EBW81242-AS-IVC-S2
Panoramic series |  | IPC-EB81242-PD | 1/1,7“ 12 Mpx CMOS; Smart H.264/H.265, 12 Mpx (1 ~ 25 kl./s), obiektyw stałoogniskowy 1,85 mm/F2.0,alarm we./wyj. 2/2, Micro SD(max.256G), IP67, IK10, DC 12V/PoE, Detekcja do 12 miejsc parkingowych. | P | 7638 | IPC-EB81242-PD
MULTI-SENSOR 180° SERIES
Panoramic series |  | IPC-PFW83242-A180-DC12AC24V-S2 | 4 × 8MP, 1/1.8" CMOS. 32MP (8192 × 3840) @25/30 fps; with intelligent functions enabled, it can output 32MP (8192 × 3840) @20 fps IR 30m ROI, Intelligent functions Alarm: 2/2; audio: 1/1; 485; BNC; SD card. 24 VAC/PoE IP67 and IK10 protection AR panorama | P | 14569 | IPC-PFW83242-A180-S2
Panoramic series |  | IPC-PFW81642-A180-DC12AC24V | 4x4-MP 1/1.8" CMOS 16 MP (5520 × 2700)@25/30 fps. Three streams for HD video display. IR 30m 3D NR, HLC,BLC ROI, Alarm: 2/2; audio: 1/1; RS-485; BNC; Micro SD 24 VAC/PoE IP67 and IK10 protection. | P | 12749 | IPC-PFW81642-A180
HUBBLE SERIES
Hubble series |  | PSDW83242M-A360-D845L-S3 | 32 MP Multi-Sensor 360° Panoramic PTZ Hubble WizMind PTZ: OIS, Panoramic: 8 × 4 MP 1/1.8" CMOS. 32 MP, PTZ: 1 × 8 MP 1/1.8" CMOS. 8 MP. PTZ camera: 2xIR, 7×laser 500 m. PTZ: 45x optical zoom, 3D NR, HLC, BLC. Alarm: 7/3; audio: 2/2; GPS/BDS positioning. | P | 58344 | PSDW83242M-A360-D845L-S3
Hubble series |  | PSDW82442M-A270-D440-DC36V-S3 | 24 MP Multi-Sensor 270° Panoramic PTZ Hubble WizMind. Channel 1 (Panoramic): 6 × 4 MP 1/1.8" CMOS. AR panorama technology; Smart tracking. GPS/BDS positioning. WDR, 3D NR, HLC, BLC. Alarm: 7/3; audio: 2/2; SD card. | P | 52093 | PSDW82442M-A270-D440-S3
Hubble series |  | PSDW81642M-A360-D440-DC36V-S3 | 16 MP Multi-Sensor 360° Panoramic PTZ Hubble WizMind. AR panorama technology; Smart tracking. GPS/BDS positioning. WDR, 3D NR, HLC, BLC. Alarm: 3/7; audio: 2/2; 1 channel BNC, 1 channel RS–485 (baud rate can be set). SD card. | P | 52093 | PSDW81642M-A360-D440-S3
Hubble series |  | PSDW81642M-A180-D440-DC36V-S3 | 16 MP Multi-Sensor 180° Panoramic PTZ Hubble WizMind. AR panorama technology; various AR tags can be overlaid. Smart tracking. GPS/BDS positioning. WDR, 3D NR, HLC, BLC. Alarm: 3/7; audio: 2/2; 1 channel BNC, 1 channel RS–485 SD card. | P | 47925 | PSDW81642M-A180-D440-S3
Hubble series |  | PSDW8842S-A180-D425-DC36V | 8 MP Multi-Sensor 180° Panoramic PTZ Mini Hubble WizMind. Panoramic: 4 × 2 MP 1/1.8" CMOS. PTZ: 1 × 4 MP 1/1.8" CMOS. PTZ camera: IR 100 m. WDR, 3D NR, HLC, BLC. ROI, Smart tracking. Built-in dual MICs, speaker, two way-talk. Intelligent functions | P | 30215 | PSDW8842S-A180-D425
Hubble series |  | PSDW81642S-A360-D425-DC36V | 16 MP Multi-Sensor 360° Panoramic PTZ Mini Hubble WizMind. Panoramic: 8 × 2 MP 1/1.8" CMOS. PTZ: 1 × 4 MP 1/1.8" CMOS. PTZ camera: IR100 m. PTZ camera: 25x optical zoom 3D NR, HLC, BLC. ROI, Smart tracking.Dual MICs and speakers, Intelligent Functions | P | 35423 | PSDW81642S-A360-D425

## LPR i ITC
SPIS
Dahua Technology Poland Sp. z o.o.
Seria | Zdjęcie | Kod produktu | Opis* | G.R. | MSRP cena PLN netto* | WEB
LPR / ITC
ROZWIĄZANIA PARKINGOWE
Kamera LPR wjazdowa
Entrance & Exit Control Products |  | IPMECS-2234-IZ | Dahua 4MP Access ANPR Kit Dahua 4MP Access ANPR Camera Adopts intelligent deep learning algorithms and supports recognition of unlicensed vehicles and the type, brand and color of vehicles. The intelligent defogging technology prevents the glass from freezing and fogging over, allowing the device to work in all weather conditions. RGB Display Screen. | P | 13194 | IPMECS-2234-IZ
Entrance & Exit Control Products |  | ITC416-PL8I-IZ | Dahua 4MP Access ANPR Camera Adopts intelligent deep learning algorithms and supports recognition of unlicensed vehicles and the type, brand and color of vehicles. Built-in signal port, data port. Built-in LED. All-in-one structure with junction box and bracket. IP54 rated. | P | 8335 | ITC416-PL8I-IZ
Entrance & Exit Control Products |  | ITC413-PW4D-IZ1 | Kamera 4MP ANPR, przetwornik 1/1.8'' CMOS, 2688 × 1520@25 fps, obiektyw moto-zoom 2,7-12 mm, WDR (140 dB), 4 IR LED do 30m, funkcje inteligentne: LPR, kolor, typ, logo, IP67, IK10, -30~65°C temperatura pracy, DC12V/PoE+, wiegand, mikrofon i głośnik | P | 4639 | ITC413-PW4D Series
Entrance & Exit Control Products |  | ITC413-PW4D-IZ3 | Kamera 4MP ANPR, przetwornik 1/1.8'' CMOS, 2688 × 1520@25 fps, obiektyw moto-zoom 8 - 32 mm, WDR (140 dB), 4 IR LED do 30m, funkcje inteligentne: LPR, kolor, typ, logo, IP67, IK10, -30~65°C temperatura pracy, DC12V/PoE+, wiegand, mikrofon i głośnik | P | 5591 | ITC413-PW4D Series
Kamery parkingowe zewnętrzene
Smart Parking |  | ITC439-PW1H-Z | Kamera 4MP ANPR Outdoor Parking Space Detector Monitors up to 50 parking spaces. Built-in LED. Motorized vari-focal lens. A camera, illuminator all-in-one powerful detector. power consumption and is IP67 rated. Supports 12 VDC, 24 VAC and PoE+. | P | 6477 | ITC439-PW1H-Z
Smart Parking |  | ITC439-PW1H-Z1050 | Kamera 4MP ANPR Outdoor Parking Space Detector. Deep learning algorithms. Monitors up to 50 parking spaces. Built-in LED illuminator . Motorized vari-focal. A camera, illuminator all-in- one powerful detector IP67 rated. Supports 12 VDC, 24 VAC and PoE+. | P | 7405 | ITC439-PW1H-Z1050
Kamery parkingowe wewnętrzene seria ITC214
Smart Parking |  | ITC214-PH5B-F6 | Kamera monitorująca miejsca parkingowe 2 MP 3.6 mm Wykrywa 2 miejsca parkingowe 7 kolorów - status parkowania. RS-485 do podłączania zewnętrznych wskaźników. 48 VDC.Zapewnia zasilanie dla maks. 6 urządzeń połączonych kaskadowo. | P | 1882 | ITC214-PH5B-F6
Smart Parking |  | ITC214-PH5B-F3 | Kamera monitorująca miejsca parkingowe 2 MP 6mm Wykrywa 2 miejsca parkingowe 7 kolorów - status parkowania. RS-485 do podłączania zewnętrznych wskaźników. 48 VDC.Zapewnia zasilanie dla maks. 6 urządzeń połączonych kaskadowo. | P | 1882 | ITC214-PH5B-F3
Smart Parking |  | ITC214-PH5B-F3-POE | Kamera monitorująca miejsca parkingowe 2 MP 3.6 mm PoE Wykrywa 2 miejsca parkingowe 7 kolorów - status parkowania. RS-485 do podłączania zewnętrznych wskaźników. 48 VDC.Zapewnia zasilanie dla maks. 6 urządzeń połączonych kaskadowo. | P | 1882 | ITC214-PH5B-F3-POE
Smart Parking |  | ITC214-PH5B-F6-POE | Kamera monitorująca miejsca parkingowe 2 MP 6mm PoE Wykrywa 2 miejsca parkingowe 7 kolorów - status parkowania. RS-485 do podłączania zewnętrznych wskaźników. 48 VDC.Zapewnia zasilanie dla maks. 6 urządzeń połączonych kaskadowo. | P | 1882 | ITC214-PH5B-F6-POE
Kamery parkingowe wewnętrzene seria ITC414
Smart Parking |  | ITC414-PH5B-F2 | Kamera monitorująca miejsca parkingowe 4 MP 3 miejsca parkingowe, obiektyw 2,8 mm i 48 VDC zasilanie przez kaskadę kabli sieciowych. 7 kolorów - status parkowania. | P | 2120 | ITC414-PH5B-F2
Smart Parking |  | ITC414-PH5B-TF2 | Kamera monitorująca miejsca parkingowe 4 MP 6 miejsc parkingowych, obiektyw 2,8 mm i 48 VDC zasilanie przez kaskadę kabli sieciowych. 7 kolorów - status parkowania. | P | 3311 | ITC414-PH5B-TF2
Smart Parking |  | ITC414-PH5B-F3 | Kamera monitorująca miejsca parkingowe 4 MP 3 miejsca parkingowe, obiektyw 3.6 mm i 48 VDC zasilanie przez kaskadę kabli sieciowych. 7 kolorów - status parkowania. | P | 2120 | ITC414-PH5B-F3
Smart Parking |  | ITC414-PH5B-TF3 | Kamera monitorująca miejsca parkingowe 4 MP 6 miejsc parkingowych, obiektyw 3.6 mm i 48 VDC zasilanie przez kaskadę kabli sieciowych. 7 kolorów - status parkowania. | P | 3311 | ITC414-PH5B-TF3
Smart Parking |  | ITC414-PH5B-TF2-POE | Kamera monitorująca miejsca parkingowe 4 MP 6 miejsc parkingowych, obiektyw 2,8 mm i PoE+ zasilanie. 7 kolorów - status parkowania. | P | 3311 | ITC414-PH5B-TF2-POE
Smart Parking |  | ITC414-PH5B-F2-POE | Kamera monitorująca miejsca parkingowe 4 MP 2.8mm PoE Wykrywa 3 miejsca parkingowe 7 kolorów - status parkowania. RS-485 do podłączania zewnętrznych wskaźników. 48 VDC.Zapewnia zasilanie dla maks. 6 urządzeń połączonych kaskadowo. | P | 2120 | ITC414-PH5B-F2-POE
Smart Parking |  | ITC414-PH5B-F3-POE | Kamera monitorująca miejsca parkingowe 4 MP 3.6mm PoE. Wykrywa 3 miejsca parkingowe. 7 kolorów - status parkowania. RS-485 do podłączania zewnętrznych wskaźników. 48 VDC. zasilanie dla maks 6 urządzeń połączonych kaskadowo | P | 2120 | ITC414-PH5B-F3-POE
Smart Parking |  | ITC414-PH5B-TF3-POE | Kamera monitorująca miejsca parkingowe 4 MP 3.6mm PoE Wykrywa 6 miejsc parkingowych 7 kolorów - status parkowania. RS-485 do podłączania zewnętrznych wskaźników. 48 VDC.Zapewnia zasilanie dla maks. 6 urządzeń połączonych kaskadowo. | P | 3311 | ITC414-PH5B-TF3-POE
Parkingowe naprowadzające ekrany LED
Guidance Screen |  | ITSXS-1301-12 | Zewnętrzny ekran naprowadzający 1-kierunkowy Wyświetlanie w trzech poziomach. Wyświetlanie liter, cyfr, strzałek i znaków parkingowych dla niepełnosprawnych. Wyświetlacz o wysokiej jasności. Sterowanie wieloma ekranami. Konfiguracja zdalna | P | 3995 | ITSXS-1301-12
Guidance Screen |  | ITSXS-1301-22 | Zewnętrzny ekran naprowadzający 2-kierunkowy Wyświetlanie w trzech poziomach. Wyświetlanie liter, cyfr, strzałek i znaków parkingowych dla niepełnosprawnych. Wyświetlacz o wysokiej jasności. Sterowanie wieloma ekranami. Konfiguracja zdalna IP | P | 6673 | ITSXS-1301-22
Guidance Screen |  | ITSXS-1301-32 | Zewnętrzny ekran naprowadzający 3-kierunkowy Wyświetlanie w trzech poziomach. Wyświetlanie liter, cyfr, strzałek i znaków parkingowych dla niepełnosprawnych. Wyświetlacz o wysokiej jasności. Sterowanie wieloma ekranami jednocześnie. Konfiguracja | P | 9351 | ITSXS-1301-32
Guidance Screen |  | IPMPGI-1033 | Ekran naprowadzający 3-kierunkowy Naprowadzanie pojazdów w trzech kierunkach. Wyświetla liczbę dostępnych miejsc parkingowych Szerokie pole widzenia i duża jasność. Komunikacja TCP/IP. Wyświetla tekst i symbole w kolorze czerwonym, zielonym i żółtym. | P | 5043 | IPMPGI-1033
Guidance Screen |  | IPMPGI-1032 | Ekran naprowadzający 2-kierunkowy Naprowadzanie pojazdów w trzech kierunkach. Wyświetla liczbę dostępnych miejsc parkingowych Szerokie pole widzenia i duża jasność. Komunikacja TCP/IP. Wyświetla tekst i symbole w kolorze czerwonym, zielonym i żółtym. | P | 3942 | IPMPGI-1032
Guidance Screen |  | IPMPGI-1031 | Ekran naprowadzający 1-kierunkowy Naprowadzanie pojazdów w trzech kierunkach. Wyświetla liczbę dostępnych miejsc parkingowych Szerokie pole widzenia i duża jasność. Komunikacja TCP/IP. Wyświetla w kolorze czerwonym, zielonym i żółtym. | P | 2841 | IPMPGI-1031
Bariery
Bariery |  | ITSJC-2303-DC12 | 79 GHz Anti-smashing Radar. Uses the latest algorithm to filter interference and is suitable for advertising barriers, fence arm barriers, straight arm barriers, and folding arm barriers. | P | 2549 | ITSJC-2303-DC12 | ITSJC-2303-DC12 | ITSJC-2303-DC12
Bariery |  | IPMECD-2032-RM30-T10 | Variable Frequency Straight Arm Boom Barrier Automatic opening in case of power failure, suitable for unattended parking scenarios. Boom barrier with 3 m (9.84 ft) straight arm (at the right side) | P | 8014 | IPMECD-2032-RM30-T10 | IPMECD-2032-RM30-T10 | IPMECD-2032-RM30-T10
Bariery |  | IPMECD-2032-LM30-T10 | Variable Frequency Straight Arm Boom Barrier Automatic opening in case of power failure, suitable for unattended parking scenarios. Boom barrier with 3 m (9.84 ft) straight arm (at the left side) | P | 8014 | IPMECD-2032-LM30-T10 | IPMECD-2032-LM30-T10 | IPMECD-2032-LM30-T10
Bariery |  | IPMECD-2032-RM40-T20 | Variable Frequency Straight Arm Boom Barrier Automatic opening in case of power failure, suitable for unattended parking scenarios. Boom barrier with 4 m (13.12 ft) straight arm (at the right side) | P | 8014 | IPMECD-2032-RM40-T20 | IPMECD-2032-RM40-T20 | IPMECD-2032-RM40-T20
Bariery |  | IPMECD-2032-LM40-T20 | Variable Frequency Straight Arm Boom Barrier Automatic opening in case of power failure, suitable for unattended parking scenarios. Boom barrier with 4 m (13.12 ft) straight arm (at the left side) | P | 8014 | IPMECD-2032-LM40-T20 | IPMECD-2032-LM40-T20 | IPMECD-2032-LM40-T20
Bariery |  | IPMECD-2032-RM50-T30 | Variable Frequency Straight Arm Boom Barrier Automatic opening in case of power failure, suitable for unattended parking scenarios. Boom barrier with 5 m (16.40 ft) straight arm (at the right side) | P | 8014 | IPMECD-2032-RM50-T30 | IPMECD-2032-RM50-T30 | IPMECD-2032-RM50-T30
Bariery |  | IPMECD-2032-LM50-T30 | Variable Frequency Straight Arm Boom Barrier Automatic opening in case of power failure, suitable for unattended parking scenarios. Boom barrier with 5 m (16.40 ft) straight arm (at the left side) | P | 8014 | IPMECD-2032-LM50-T30 | IPMECD-2032-LM50-T30 | IPMECD-2032-LM50-T30
Bariery |  | IPMECD-2032-RM60-T40 | Variable Frequency Straight Arm Boom Barrier Automatic opening in case of power failure, suitable for unattended parking scenarios. Boom barrier with 6 m (19.69 ft) straight arm (at the right side) | P | 8014 | IPMECD-2032-RM60-T40 | IPMECD-2032-RM60-T40 | IPMECD-2032-RM60-T40
Bariery |  | IPMECD-2032-LM60-T40 | Variable Frequency Straight Arm Boom Barrier Automatic opening in case of power failure, suitable for unattended parking scenarios. Boom barrier with 6 m (19.69 ft) straight arm (at the left side | P | 8014 | IPMECD-2032-LM60-T40 | IPMECD-2032-LM60-T40 | IPMECD-2032-LM60-T40
Bariery |  | IPMECD-2031-RM1515-T20 | Variable Frequency Folding Arm Boom Barrier. Automatic opening in case of power failure, suitable for unattended parking scenarios. Barrier with 3 m (9.84 ft) folding arm (at the left side), each of the two sections of the arm is 1.5 m (4.92 ft) | P | 8551 | IPMECD-2031-RM1515-T20 | IPMECD-2031-RM1515-T20 | IPMECD-2031-RM1515-T20
Bariery |  | IPMECD-2031-LM1515-T20 | Variable Frequency Folding Arm Boom Barrier. Automatic opening in case of power failure, suitable for unattended parking scenarios. Barrier with 3 m (9.84 ft) folding arm (at the right side), each of the two sections of the arm is 1.5 m (4.92 ft) | P | 8551 | IPMECD-2031-LM1515-T20 | IPMECD-2031-LM1515-T20 | IPMECD-2031-LM1515-T20
Bariery |  | IPMECD-2031-RM2020-T20 | Variable Frequency Folding Arm Boom Barrier. Automatic opening in case of power failure, suitable for unattended parking scenarios. Barrier with 4 m (13.12 ft) folding arm (at the right side), each of the two sections of the arm is 2 m (6.56 ft) | P | 8551 | IPMECD-2031-RM2020-T20 | IPMECD-2031-RM2020-T20 | IPMECD-2031-RM2020-T20
Bariery |  | IPMECD-2031-LM2020-T20 | Variable Frequency Folding Arm Boom Barrier. Automatic opening in case of power failure, suitable for unattended parking scenarios. Barrier with 4 m (13.12 ft) folding arm (at the left side), each of the two sections of the arm is 2 m (6.56 ft) | P | 8551 | IPMECD-2031-LM2020-T20 | IPMECD-2031-LM2020-T20 | IPMECD-2031-LM2020-T20
Bariery |  | IPMECD-2031-RM2525-T30 | Variable Frequency Folding Arm Boom Barrier. Automatic opening in case of power failure, suitable for unattended parking scenarios. Barrier with 5 m (16.40 ft) folding arm (at the right side), each of the two sections of the arm is 2.5 m (8.20 ft) | P | 8551 | IPMECD-2031-RM2525-T30 | IPMECD-2031-RM2525-T30 | IPMECD-2031-RM2525-T30
Bariery |  | IPMECD-2031-LM2525-T30 | Variable Frequency Folding Arm Boom Barrier. Automatic opening in case of power failure, suitable for unattended parking scenarios. Barrier with 5 m (16.40 ft) folding arm (at the left side), each of the two sections of the arm is 2.5 m (8.20 ft) | P | 8551 | IPMECD-2031-LM2525-T30 | IPMECD-2031-LM2525-T30 | IPMECD-2031-LM2525-T30
Bariery |  | IPMECD-2061-R | Folding Arm Barrier The springless barrier features a folding arm on the right, allowing for customized settings for both left and right operation, with quick switching between the two directions (Right by default). 24 VDC brushless motor that is quiet, highly secure, low power consumption, stable and efficient. 3 m–6 m (9.84 ft–19.69 ft) telescopic straight arm that can be adjusted according to its rising speed. It opens and closes in just 1.4-6 sec. Motor can withstand 6 million uses | P | 10300 | IPMECD-2061-R
Bariery |  | IPMECD-2062-R | Telescopic Straight Arm Barrier The springless barrier features a telescopic straight arm on the right, allowing for customized settings for both left and right operation, with quick switching between the two directions (Right by default). 24 VDC brushless motor that is quiet, highly secure, low power consumption, stable and efficient. 3 m–6 m (9.84 ft–19.69 ft) telescopic straight arm that can be adjusted according to its rising speed. It opens and closes in just 1.4-6 sec. Motor can withstand 6 million uses | P | 10300 | IPMECD-2062-R
Bariery |  | IPMECD-2067-R | Cylinder Arm Barrier he springless barrier features a cylinder arm on the right, allowing for customized settings for both left and right operation, with quick switching between the two directions (Right by default). 24 VDC brushless motor that is quiet, highly secure, low power consumption, stable and efficient. 3 m–4 m (9.84 ft–13.12 ft) cylinder arm that can be adjusted according to its rising speed. It opens and closes in just 1.4-6 sec. Motor can withstand 6 million uses | P | 10300 | IPMECD-2067-R
Bariery |  | IPMECD-0261-M1515 | Barrier folding arm Each of the two sections of the arm is 1.5 m | P | 2472 | IPMECD-2061-R
Bariery |  | IPMECD-0261-M2020 | Barrier folding arm Each of the two sections of the arm is 2 m | P | 2555 | IPMECD-2061-R
Bariery |  | IPMECD-0261-M2525 | Barrier folding arm Each of the two sections of the arm is 2.5 m | P | 2678 | IPMECD-2061-R
Bariery |  | IPMECD-0262-M30 | Barrier Straight arm Arm lenght is 3m | P | 1648 | IPMECD-2062-R
Bariery |  | IPMECD-0262-M40 | Barrier Straight arm Arm lenght is 4m | P | 1854 | IPMECD-2062-R
Bariery |  | IPMECD-0262-M50 | Barrier Straight arm Arm lenght is 5m | P | 2266 | IPMECD-2062-R
Bariery |  | IPMECD-0262-M60 | Barrier Straight arm Arm lenght is 5m | P | 2266 | IPMECD-2062-R
Bariery |  | IPMECD-0262-M2745 | Barrier Straight arm Arm lenght is adjustable 2.7m-4.5 | P | 1854 | IPMECD-2062-R
Bariery |  | IPMECD-0262-M4560 | Barrier Straight arm Arm lenght is adjustable 4.5m-6m | P | 2266 | IPMECD-2062-R
Bariery |  | IPMECD-0267-M30 | Cylinder Arm Barrier Arm lenght is 3m | P | 1120 | IPMECD-2067-R
Bariery |  | IPMECD-0267-M40 | Cylinder Arm Barrier Arm lenght is 4m | P | 1120 | IPMECD-2067-R
Bariery |  | IPMECD-3022-RM30-T09 | Straight Arm/Folding Arm Barrier Developed with an LED light belt, the housing and straight arm ap pear red when the arm falls, and green when it rises. Right straight arm barrier 3 m (0.9 s) | P | 37483 | IPMECD-3022-RM30-T09 | IPMECD-3022-RM30-T09 | IPMECD-3022-RM30-T09
Bariery |  | IPMECD-3022-LM30-T09 | Straight Arm/Folding Arm Barrier Developed with an LED light belt, the housing and straight arm ap pear red when the arm falls, and green when it rises. Left straight arm barrier 3 m (0.9 s) | P | 37483 | IPMECD-3022-LM30-T09 | IPMECD-3022-LM30-T09 | IPMECD-3022-LM30-T09
Bariery |  | IPMECD-3022-RM40-T20 | Straight Arm/Folding Arm Barrier Developed with an LED light belt, the housing and straight arm ap pear red when the arm falls, and green when it rises. Right straight arm barrier 4 m (2 s) | P | 29446 | IPMECD-3022-RM40-T20 | IPMECD-3022-RM40-T20 | IPMECD-3022-RM40-T20
Bariery |  | IPMECD-3022-LM40-T20 | Straight Arm/Folding Arm Barrier Developed with an LED light belt, the housing and straight arm ap pear red when the arm falls, and green when it rises. Left straight arm barrier 4 m (2 s) | P | 29446 | IPMECD-3022-LM40-T20
Stacja ładowania pojazdów elektrycznych
Electric Vehicle Charger |  | ICS-D0240-D161E-T | Electric Vehicle Charger (240 kW) Floor standing, Conector Type - CCS2, Cable length 5 m. CE; IEC 62196; IEC 61851; EMC; EN55011; EN55022; IEC61000-4; IEC 6100-4-5 (6 kV @ 3000A) | P | 748677 | ICS-D0240-D161E-T
Electric Vehicle Charger |  | ICS-D0160-D161E-T | Electric Vehicle Charger (160 kW) Floor standing, Conector Type - CCS2, Cable length 5 m. CE; IEC 62196; IEC 61851; EMC; EN55011; EN55022; IEC61000-4; IEC 6100-4-5 (6 kV @ 3000A) | P | 528484 | ICS-D0160-D161E-T
Electric Vehicle Charger |  | ICS-D0120-D161E-T | Electric Vehicle Charger (120 kW) Floor standing, Conector Type - CCS2, Cable length 5 m. CE; IEC 62196; IEC 61851; EMC; EN55011; EN55022; IEC61000-4; IEC 6100-4-5 (6 kV @ 3000A) | P | 435123 | ICS-D0120-D161E-T
Electric Vehicle Charger |  | ICS-D0080-D161E-T | Electric Vehicle Charger (80 kW) Floor standing, Conector Type - CCS2, Cable length 5 m. CE; IEC 62196; IEC 61851; EMC; EN55011; EN55022; IEC61000-4; IEC 6100-4-5 (6 kV @ 3000A) | P | 321484 | ICS-D0080-D161E-T
Electric Vehicle Charger |  | ICS-D0060-D161E-T | Electric Vehicle Charger (60 kW) Floor standing, Conector Type - CCS2, Cable length 5 m. CE; IEC 62196; IEC 61851; EMC; EN55011; EN55022; IEC61000-4; IEC 6100-4-5 (6 kV @ 3000A) | P | 299475 | ICS-D0060-D161E-T
ROZWIĄZANIA DROGOWE
Kamery drogowe
ITC |  | ITC431-RW1F-L-C2 | 4MP ANPR AI camera 1/1.8" 4-MP starlight CMOS sensor. Maximum resolution: 2688 × 1520@25 fps. 10 mm–50 mm motorized vari-focal lens. IR 30 m. IP67, IK10. | P | 10929 | ITC431-RW1F-L-C2
ITC |  | ITC431-RW1F-IRL8-C2-FB | 4 MP AI Enforcement Camera 1/1.8" 4 MP starlight CMOS sensor, Maximum resolution: 2688 × 1520@30 fps, Motorized vari-focal lens: 10 mm-50 mm, Max ANPR IR distance: 30 m. Intelgence: ANPR, Vehicle Type Recognition, Vehicle Color Recognition, Vehicle Brand/Logo Recognition, speeding; driving slow; wrong-way driving; illegal lane change, Captures traffic violations including carrying passenger, not wearing helmet, and wrong-way driving, Statistics on vehicle flow, average speed, vehicle type, lane occupancy, average time headway, average queue length, and road status, Motor vehicle illegal stopping on the roadway; traffic congestion. 12–36 VDC, PoE, IP67, IK10, | P | 11902
ITC |  | ITC431-KW4F | 1/1.8" 4 MP starlight CMOS sensor. Maximum resolution: 2688 × 1520@30 fps. Video compression standards: H.265, H.264M, H.264H and MJPEG. With its advanced image technology, it can work in ultra-low lighting conditions and complete darkness. Protection: IP68, IK10 rated. Built in millimeter-wave speed radar. The embedded dual-LED lights offer warm light and 850 nm IR light options that can be conveniently switched between. Built-in vari-focal lens 8 mm–32 mm that allows the device to seamlessly adapt to multiple scenes. Lane Coverage 1–2 lanes. Speed Detection Range 5 km/h–180 km/h. | P | 9223 | ITC431-KW4F
ITC |  | ITC431-KW4F-G | 1/1.8" 4 MP starlight CMOS sensor. Maximum resolution: 2688 × 1520@30 fps. Video compression standards: H.265, H.264M, H.264H and MJPEG. With its advanced image technology, it can work in ultra-low lighting conditions and complete darkness. Protection: IP68, IK10 rated. Built in millimeter-wave speed radar. The embedded dual-LED lights offer warm light and 850 nm IR light options that can be conveniently switched between. Built-in vari-focal lens 8 mm–32 mm that allows the device to seamlessly adapt to multiple scenes. Lane Coverage 1–2 lanes. Speed Detection Range 5 km/h–180 km/h. Supports 4G | P | 11305 | ITC431-KW4F-G
ITC |  | ITC431-RW4F | 1/1.8" 4 MP starlight CMOS sensor. Maximum resolution: 2688 × 1520@30 fps. Video compression standards: H.265, H.264M, H.264H and MJPEG. With its advanced image technology, it can work in ultra-low lighting conditions and complete darkness. Protection: IP68, IK10 rated. The embedded dual-LED lights offer warm light and 850 nm IR light options that can be conveniently switched between. Built-in vari-focal lens 8 mm–32 mm that allows the device to seamlessly adapt to multiple scenes. Lane Coverage 1–2 lanes. Speed Detection Range 5 km/h–180 km/h. | P | 6426 | ITC431-RW4F
ITC |  | ITC431-RW4F-G | 1/1.8" 4 MP starlight CMOS sensor. Maximum resolution: 2688 × 1520@30 fps. Video compression standards: H.265, H.264M, H.264H and MJPEG. With its advanced image technology, it can work in ultra-low lighting conditions and complete darkness. Protection: IP68, IK10 rated. The embedded dual-LED lights offer warm light and 850 nm IR light options that can be conveniently switched between. Built-in vari-focal lens 8 mm–32 mm that allows the device to seamlessly adapt to multiple scenes. Lane Coverage 1–2 lanes. Speed Detection Range 5 km/h–180 km/h. Supports 4G | P | 8628 | ITC-431-RW4F-G
ITC |  | ITC352-AU3F-IRL7ZF1640-C1-FB | 3MP ANPR AI camera 2/3" GS-CMOS IR 23-30m 730nm, moto-zoom lens 16-40 mm P-Iris, IR covered lane: 2, Traffic flow detection 0-300 kmh speed detection GPS positioning Onvif S/G/T, AI enforcement | P | 23809 | ITC352-AU3F-IRL7ZF1640-C1-FB
ITC |  | ITC352-AU3F-LZF1640 | 3MP ANPR AI camera 2/3" GS-CMOS IR 30m moto-zoom 16-40 mm 0-300 kmh speed detection GPS positioning Onvif S/G/T, AI enforcement | P | 21403 | ITC352-AU3F-LZF1640
ITC |  | ITC831-KW4F | 1/1.8" 8 MP starlight CMOS sensor. Maximum resolution: 3840 × 2160@30 fps. Video compression standards: H.265, H.264M, H.264H and MJPEG. With its advanced image technology, it can work in ultra-low lighting conditions and complete darkness. Protection: IP68, IK10 rated. Built in millimeter-wave speed radar. The embedded dual-LED lights offer warm light and 850 nm IR light options that can be conveniently switched between. Built-in vari-focal lens 8 mm–32 mm that allows the device to seamlessly adapt to multiple scenes. Lane Coverage 1–3 lanes. Speed Detection Range 5 km/h–180 km/h. | P | 11305 | ITC831-KW4F
ITC |  | ITC831-KW4F-G | 1/1.8" 8 MP starlight CMOS sensor. Maximum resolution: 3840 × 2160@30 fps. Video compression standards: H.265, H.264M, H.264H and MJPEG. With its advanced image technology, it can work in ultra-low lighting conditions and complete darkness. Protection: IP68, IK10 rated. Built in millimeter-wave speed radar. The embedded dual-LED lights offer warm light and 850 nm IR light options that can be conveniently switched between. Built-in vari-focal lens 8 mm–32 mm that allows the device to seamlessly adapt to multiple scenes. Lane Coverage 1–3 lanes. Speed Detection Range 5 km/h–180 km/h. Supports 4G | P | 13388 | ITC-831-KW4F-G
ITC |  | ITC831-RW4F | 1/1.8" 8 MP starlight CMOS sensor. Maximum resolution: 3840 × 2160@30 fps. Video compression standards: H.265, H.264M, H.264H and MJPEG. With its advanced image technology, it can work in ultra-low lighting conditions and complete darkness. Protection: IP68, IK10 rated. The embedded dual-LED lights offer warm light and 850 nm IR light options that can be conveniently switched between. Built-in vari-focal lens 8 mm–32 mm that allows the device to seamlessly adapt to multiple scenes. Lane Coverage 1–3 lanes. Speed Detection Range 5 km/h–180 km/h. | P | 8628 | ITC831-RW4F
ITC |  | ITC831-RW4F-G | 1/1.8" 8 MP starlight CMOS sensor. Maximum resolution: 3840 × 2160@30 fps. Video compression standards: H.265, H.264M, H.264H and MJPEG. With its advanced image technology, it can work in ultra-low lighting conditions and complete darkness. Protection: IP68, IK10 rated. The embedded dual-LED lights offer warm light and 850 nm IR light options that can be conveniently switched between. Built-in vari-focal lens 8 mm–32 mm that allows the device to seamlessly adapt to multiple scenes. Lane Coverage 1–3 lanes. Speed Detection Range 5 km/h–180 km/h. Supports 4G | P | 10710 | ITC831-RW4F-G
ITC |  | ITC952-AU3F-IRL7ZF1640 | 9MP ANPR AI camera 4096 × 2336@50 fps. Mocowanie centralne: 4 pasy ruchu / boczne: 3 pasy 1.1" GS-CMOS IR 30m moto-zoom 16-40 mm 0-300 kmh speed detection GPS positioning Onvif S/G/T, AI enforcement | P | 38364 | ITC952-AU3F-IRL7ZF1640
ITC |  | ITC952-AU3F-IRL8ZF1640 | Kamera do nadzorowania ruchu drogowego - przetwornik 1/1" GS-CMOS; : H.265, H.264M, H.264H oraz MJPEG, Maksymalna rodzielczość 4096 × 2824@50 fps; obiektyw moto-zoom 16–40 mm; oświetlacz IR 850nm zasięg maks. 30 m; temp. pracy -40~65°C, IP66, 100-230VAC | P | 42098 | ITC952-AU3F-IRL8ZF1640
ITC |  | ITC952-AU3F-LZF1640 | 9MP ANPR AI camera 4096 × 2336@50 fps. Mocowanie centralne: 4 pasy ruchu / boczne: 3 pasy 1.1" GS-CMOS IR 30m moto-zoom 16-40 mm 0-300 kmh speed detection GPS positioning Onvif S/G/T, AI enforcement | P | 34646 | ITC952-AU3F-LZF1640
Kamery drogowe z radarem
Spotter Series |  | ITC1652-SU2F-GQE-C2R1-IRL8ZF1640 | 16MP Radar Video Camera GS-CMOS image sensor. 5320 × 3032@30 fps. High-speed capture. ALL-in-One camera, illuminator, radar. IP66. 850 nm IR illumination. 4G mobile network module. | P | 116687 | ITC1652-SU2F-GQE-C2R1-IRL8ZF1640
Spotter Series |  | ITC1652-SU2F-GQE-C2R1-LZF1640 | 16MP Radar Video Camera 1.1" GS-CMOS image sensor. 5320 × 3032@30 fps. ALL-in-One camera High-speed capture up to 300km/h. E-Police. White Light illumination 23-50m. IP66. Center mount cover 5lanes. Side mount cover 4 lanes. Radar transmission frequency 24.05-24.25GHz. 4G mobile network module. CE & Metas certification | P | 116687 | ITC1652-SU2F-GQE-C2R1-LZF1640
Spotter Series |  | ITC952-SU2F-GQE-C2R1-IRL8ZF1640 | 9MP Radar Video Camera 1.1" GS-CMOS image sensor. 4096 × 2336@30 fps. ALL-in-One camera High-speed capture up to 300km/h. E-Police. 850nm IR illumination 23-50m. IP66. Center mount cover 4 lanes. Side mount cover 3 lanes. Radar transmission frequency 24.05-24.25GHz. 4G mobile network module. CE & Metas certification | P | 83343 | ITC952-SU2F-GQE-C2R1-IRL8ZF1640
Spotter Series |  | ITC952-SU2F-GQE-C2R1-LZF1640 | 9MP Radar Video Camera 1.1" GS-CMOS image sensor. 4096 × 2336@30 fps. ALL-in-One camera High-speed capture up to 300km/h. E-Police. White light IR illumination 23-50m. IP66. Center mount cover 4 lanes. Side mount cover 3 lanes. Radar transmission frequency 24.05-24.25GHz. 4G mobile network module. CE & Metas certification | P | 83343 | ITC952-SU2F-GQE-C2R1-LZF1640
Spotter Series |  | ITC952-SU2F-PQE-C2R1-LZF1640 | 9MP Radar Video Camera 1.1" GS-CMOS image sensor. 4096 × 2336@50 fps. ALL-in-One camera High-speed capture up to 300km/h. E-Police. White Light illumination 23-50m. IP66. Center mount cover 4 lanes. Side mount cover 3 lanes. Radar transmission frequency 24.05-24.25GHz. CE & Metas certification | P | 83343 | ITC952-SU2F-PQE-C2R1-LZF1640
Spotter Series |  | ITC952-SU2F-PQE-C2R1-IRL8ZF1640 | 9MP Radar Video Camera 1.1" GS-CMOS image sensor. 4096 × 2336@50 fps. ALL-in-One camera High-speed capture up to 300km/h. E-Police. 850nm IR illumination 23-50m. IP66. Center mount cover 4 lanes. Side mount cover 3 lanes. Radar transmission frequency 24.05-24.25GHz. CE & Metas certification | P | 83343 | ITC952-SU2F-PQE-C2R1-IRL8ZF1640
Spotter Series |  | HWS1800G-CS | Radar Velometer - Radar prędkościomierz Rozpoznaje różne kolory tablic w ciągu dnia, koloru pojazdu, w tym szary i srebrnoszary. Wykrywa wykroczenia: przekroczenie prędkości, zbyt wolną jazdę, wykroczenia drogowe. Wykrywanie natężenia ruchu. Metadane. | P | 381018 | HWS1800G-CS
Spotter Series |  | HWS1600D | 16MP Radar Video Camera 1.1" GS-CMOS image sensor. 5320 × 3032@30 fps. Mobile speed measurement system. High-speed capture up to 300km/h. Flash and LED Sync Port. Storage Capacity 1TB. IP66. 4 lanes coverage. Radar transmission frequency 24.05-24.25GHz. 4G mobile network module, Wifi. CE & Metas certification | P | 267903 | HWS1600D
Rejestratory
Edge Storage Terminal |  | ITSE1200-TA-G16 | Dahua Edge Storage Terminal, 16 TB, obsługa 4G Wspiera 12 kanałów HD wideo wejście obrazu oraz generowanie złożonego obrazu w trybie kompozytowym ANPR. Wykonuje pomiar prędkości sekcji dla wielu sekcji i kanałów. | P | 30780 | ITSE1200-TA-G16
Edge Storage Terminal |  | ITSE1200-TA-G04 | Edge Storage Terminal, 4TB, obsługa 4G Wspiera 12 kanałów HD wideo wejście obrazu oraz generowanie złożonego obrazu w trybie kompozytowym ANPR. Wykonuje pomiar prędkości sekcji dla wielu sekcji i kanałów. | P | 20064 | ITSE1200-TA-G04
Edge Storage Terminal |  | ITSE1200-TA-N16 | Edge Storage Terminal, 16TB Wspiera 12 kanałów HD wideo wejście obrazu oraz generowanie złożonego obrazu w trybie kompozytowym ANPR. Wykonuje pomiar prędkości sekcji dla wielu sekcji i kanałów. | P | 29470 | ITSE1200-TA-N16
Detektor czerwonego światła
Red Light Signal Detector |  | ITASD-020RA | Red Light Signal Detector Komunikuje się z kamerą i wysyła status sygnalizacji świetlnej do kamery przez port sieciowy 100M gdy zmienia się stan sygnalizacji świetlnej. Obsługuje 20 kanałów wejściowych sygnalizacji świetlnej, maks. 5 adresami IP kamer | P | 3192 | ITASD-020RA
Lampy
Illuminator |  | ITALE-160BA-P3525 | Warm Visible light 42 LED all-in-one illuminator, Illumination Distance 16 m–26 m, 3500 K, 1800 lm, RS-485 maintenance, IP66 | P | 9375 | ITALE-160BA-P3525
Illuminator |  | ITALE-160BA-IR8-P | IR (wavelength 850 nm) illuminator, 16W, Illumination Distance 18 m–35 m, RS-485 maintenance, IP66 | P | 7708 | ITALE-160BA-IR8-P
Illuminator |  | ITALE-160BA-IR7-P | IR (wavelength 730 nm) illuminator, 42LED, 16W, Illumination Distance 18 m–35 m, RS-485 maintenance, IP66 | P | 9375 | ITALE-160BA-IR7-P
Illuminator |  | ITALE-160BA-C3525 | Warm Visible light 42 LED all-in-one illuminator, Illumination Distance 16 m–26 m, 3500 K, 1800 lm, RS-485 maintenance, IP66 | P | 9378 | ITALE-160BA-C3525
Illuminator |  | ITALE-160BA-IR8-C | IR (wavelength 850 nm) illuminator, 16W, Illumination Distance 18 m–35 m, RS-485 maintenance, IP66 O&M: Supports displaying equipment online RS485 communications: Dahua cameras or intelligent cabinets. Adjustable brightness. Anti-interference, etc. | P | 9378 | ITALE-160BA-IR8-C
Illuminator |  | ITALE-060AA-P | 16cree white light LED strobe lamp.Support cascading of 4 devices. Power:AC90~285V/Strobe flash Max.40W; RS485(Grating is optional to reduce light pollution) | P | 1739 | ITALE-060AA-P
Illuminator |  | ITALF-300AD-IR | IR xenon Illuminator Trigger mode: Pulse width trigger/edge trigger. Spot coverage: 4 m (13.12 ft) (installation height: 6 m (19.69 ft), capture distance: 26 m (85.30 ft). Brightness adjustable: Brightness levels 1–16 can be set. Day/Night: Supports day/night switch. | P | 4752 | ITALF-300AD-IR
Illuminator |  | ITALF-300AD-IR-P | Dahua IR Flash Lamp, Works in all weather conditions, is high powered and has an exposure index up to 90 GN, Covers up to 3 lanes, depending on the illumination distance, Counts the number of times it flashes and is triggered, and displays its operating status on the webpage, Works with Dahua high-definition traffic cameras to capture clear images inside vehicles through IR in the daytime. 220 VAC | P | 7121 | ITALF-300AD-IR-P
Illuminator |  | ITALF-300AD-GS | White HID flashing light, Supplements light when the camera takes snapshots after receiving the flash signal from the camera, Pulse width trigger that filters interference signals on the mounting pole by detecting pulse width signals that have a fixed width. This helps enhance the reliability of the illuminator, The brightness of the illuminator is automatically adjusted through the photosensitive detector, The internal thermal dissipation design helps prevent the illuminator from overheating on account of high-frequency flashing. 220 VAC | P | 5335 | ITALF-300AD-GS
Uchwyty
Traffic Accessory |  | ITSZJ-3101-M | Anti-Corrosion Wall Mounting Bracket for Box Camera Stainless steel material Anti-corrosion design Design of cap is for convenient wiring | P | 513
Traffic Accessory |  | 3012 | Wall Mount Bracket Built of steel. Capable of bearing up to 30 kg. Supports wall mount installation. | P | 858 | 3012
Traffic Accessory |  | 8019 | Cardan bracket Suitable for all kinds of bullet camera or protective enclosure. Designed with aluminum alloy that makes it rust resistant. Capable of bearing up to 10 kg. Highly flexible mount adapter. Suitable for use with bullet cameras and protective enclosures. | P | 411 | 8019
Radary
Radar Detector |  | ITARD-024SA-ST | 24 GHz Radar Detector 1 lane, 18 m–38 m Advanced radar signal processing and real-time data processing technologies. Adopts new algorithm for enhanced location stability and prolonged operation sustainability. long service life,and high stability and reliabil | P | 19796 | ITARD-024SA-ST
Radar Detector |  | ITARD-024MA-T6 | Multilane Radar Detector, 6 lanes, 64 Detection Targets, 15 m–60 m Exposed to dust, wind, rain, snow and changes in the lighting and temperature. Detects a wide range of vehicle speeds. The device is highly sensitive and its parameters can be configured. | P | 48199 | ITARD-024MA-T6
Radar Detector |  | ITARD-024MA-S | Multi Target Bayonet Radar One single radar covers up to 128 vehicles of 1–4 lanes. Precisely detects speed and position 20 m–55 m away. The detection performance is not impaired by adjacent lane or vehicles in front of or behind the target vehicle. | P | 42841 | ITARD-024MA-S

## PTZ
SPIS
Dahua Technology Poland Sp. z o.o.
Seria | Zdjęcie | Kod produktu | Opis* | G.R. | MSRP cena PLN netto* | WEB
PTZ
SDZ SERIES
Network SDZ Series |  | SDZ4032-HNR-ZB | 4MP 32x Starlight Zoom Network Camera 32x optical zoom Starlight technology Perimeter protection Face detection Smart capture Supports PoE | P | 5726 | SDZ4032-HNR-ZB
SD-5 SERIES
Network SD-5 Series |  | SD5A225GB-HNR-SL | 2MP 25x Starlight PTZ Network Camera, 1/2.8” 2Megapixel STARVIS™ CMOS, 25x optical zoom , Max. 50/60fps@1080P, Illumination distance up to 150m. Auto-tracking and IVS,Face detection, SMD 4.0, Metadata, People counting, Acupick. 24VDC/PoE, Support PoE+, IP67, IK10. Anti corrosion coating | P | 8038 | SD5A225GB-HNR-SL
SD-6 SERIES
2 Mpx
Network SD-6 Series |  | SD6AL245GB-HNV | 2MP 45x Starlight Laser WizMind Network PTZ Camera 1/2.8" 2Megapixel STARVIS™ CMOS 45x optical zoom Starlight technology Max. 50/60 fps@1080P. Laser distance up to 550 m. Wiper, Auto-tracking 3.0, Perimeter protection, Face detection SMD 4.0, Metadata. Alarm in/out 7/2, Audio in/out 1/1. 36VDC/HI-PoE | P | 14444 | SD6AL245GB-HNV
Network SD-6 Series |  | SD6E232MB-HNR-A-PV1 | 2MP 32x Smart Dual Illumination Active Deterrence Network PTZ Camera,1/2.8" 2Megapixel STARVIS™ CMOS, 32x optical zoom, Max. 50/60fps@2M, IR distance up to 250m, Warm light distance up to 100m, Sound and light alarm (red and blue lights), Auto tracking 3.0, Perimeter protection, Face detection, Acupick, SMD 4.0, RS-485, Audio in/out 1/1, Alarm in/out 2/1, IP67, IK10 | P | 8156 | SD6E232MB-HNR-A-PV1
Network SD-6 Series |  | SD6E245MB-HNR-A-PV1 | 2MP 45x Smart Dual Illumination Active Deterrence Network PTZ Camera,1/2.8" 2Megapixel STARVIS™ CMOS, 45x optical zoom, Max. 50/60fps@2M, IR distance up to 250m, Warm light distance up to 100m, Sound and light alarm (red and blue lights), Auto tracking 3.0, Perimeter protection, Face detection, Acupick, SMD 4.0, RS-485, Audio in/out 1/1, Alarm in/out 2/1, IP67, IK10 | P | 8890 | SD6E245MB-HNR-A-PV1
4 Mpx
Network SD-6 Series |  | SD6AL445GB-HNV | 4MP 45x Starlight Laser WizMind Network PTZ Camera 1/2.8" 4Megapixel STARVIS™ CMOS 45x optical zoom Starlight technology. Laser distance up to 550 m. Wiper, Auto-tracking 3.0, Perimeter protection, Face detection SMD 4.0, Metadata. Alarm in/out 7/2, Audio in/out 1/1. 36VDC/HI-PoE | P | 16337 | SD6AL445GB-HNV
Network SD-6 Series |  | SD6AL445GB-HNV-IR | 4MP 45x Starlight WizMind Network PTZ Camera 1/2.8" 4Megapixel STARVIS™ CMOS 45x optical zoom Starlight technology. IR distance up to 300m. Wiper, Auto-tracking 3.0, Perimeter protection, Face detection SMD 4.0, Metadata. Alarm in/out 7/2, Audio in/out 1/1. 36VDC/HI-PoE | P | 11360 | SD6AL445GB-HNV-IR
Network SD-6 Series |  | SD6C3432GB-HNR-AGQ-PV1-EAU | 4MP 32x Starlight TiOC WizSense Network PTZ Camera 1/2.8" 4Megapixel STARVIS™ CMOS. 32x optical zoom. Starlight technology. Max. 25/30fps@4MP. IR distance up to 150 m. Auto-tracking 3.0. Perimeter protection. Face detection. 4G. SMD 4.0. Smart Dual Light. IP66. RS-485, Audio in/out 1/1, Alarm in/out 2/1, IP67, 12 VDC, 4 A (–10% to +25%) | P | 11761 | SD6C3432GB-HNR-AGQ-PV1-EAU
Network SD-6 Series |  | SD6E425MB-HNR-A-PV1 | 4 MP 25x Smart Dual Illumination Active Deterrence Network PTZ Camera,1/2.8" 4Megapixel STARVIS™ CMOS, 25x optical zoom, Max. 25/30fps@4M, IR distance up to 250m, Warm light distance up to 100m, Sound and light alarm (red and blue lights), Auto tracking 3.0, Perimeter protection, Face detection, Acupick, SMD 4.0, RS-485, Audio in/out 1/1, Alarm in/out 2/1, IP67, IK10 | P | 6909 | SD6E425MB-HNR-A-PV1
Network SD-6 Series |  | SD6E432MB-HNR-A-PV1 | 4 MP 32x Smart Dual Illumination Active Deterrence Network PTZ Camera,1/2.8" 4Megapixel STARVIS™ CMOS, 32x optical zoom, Max. 25/30fps@4M, IR distance up to 250m, Warm light distance up to 100m, Sound and light alarm (red and blue lights), Auto tracking 3.0, Perimeter protection, Face detection, Acupick, SMD 4.0, RS-485, Audio in/out 1/1, Alarm in/out 2/1, IP67, IK10 | P | 8792 | SD6E432MB-HNR-A-PV1
Network SD-6 Series |  | SD6E445MB-HNR-A-PV1 | 4 MP 45x Smart Dual Illumination Active Deterrence Network PTZ Camera,1/2.8" 4Megapixel STARVIS™ CMOS, 45x optical zoom, Max. 25/30fps@4M, IR distance up to 250m, Warm light distance up to 100m, Sound and light alarm (red and blue lights), Auto tracking 3.0, Perimeter protection, Face detection, Acupick, SMD 4.0, RS-485, Audio in/out 1/1, Alarm in/out 2/1, IP67, IK10 | P | 10465 | SD6E445MB-HNR-A-PV1
8 Mpx
Network SD-6 Series |  | SD6E825MA-HNR-A-PV1 | 8 MP 25x Smart Dual Illumination Active Deterrence Network PTZ Camera,1/1.8" 4Megapixel STARVIS™ CMOS, 25x optical zoom, Max. 25/30fps@8M, IR distance up to 250m, Warm light distance up to 100m, Sound and light alarm (red and blue lights), WizTracking, Perimeter protection, Face detection, Acupick, SMD 4.0, RS-485, Audio in/out 1/1, Alarm in/out 2/1, IP67, IK10 | P | 9421 | SD6E825MA-HNR-A-PV1
SD-8 SERIES
2 Mpx
Network SD-8 Series |  | SD8C260PA-HNF | 2MP 60x Starlight 1/1.8" 2Megapixel STARVIS™ CMOS 60× optical zoom Starlight technology Max. 25/30 fps@2M IR distance up to 250 m Auto-tracking Perimeter protection Face recognition Metadata IP67 | P | 32139 | SD8C260PA-HNF
Network SD-8 Series |  | SD8C260PA1-HNF | 2MP 60x Starlight IR Network PTZ Camera 1/1.8" 2Megapixel STARVIS™ CMOS. 60× optical zoom. Starlight technology. Max. 25/30 fps@2M. IR distance up to 500 m. Auto-tracking.Perimeter rotection. Face recognition. Metadata. IP67. | p | 32139 | SD8C260PA1-HNF
4 Mpx
Network SD-8 Series |  | SD8A3440GA-HNV | 4MP 40X Starlight IR NETWORK PTZ CAMERA 1/1.8" 4Megapixel STARVIS™ CMOS. 40× optical zoom. Starlight technology. IR distance up to 500 m. Auto-tracking. Perimeter protection. Face Detection. Metadata. SMD. IP67,IK10. | P | 14874 | SD8A3440GA-HNV
Network SD-8 Series |  | SD8A440-HNF-PA | 4 MP 1/1,8" STARVIS CMOS, 40x zoom, obiektyw 5,6-223mm, H.265+/H.265, max 25/30 kl./s@4Mpx, IR do 500m, 1/1 kan. audio we/wy, 7/2 kan. alarm we/wy, IP67, DC36V/Hi-PoE, wycieraczka, analiza obrazu: IVS, perymetryka, auto-tracking, metadane | P | 18590 | SD8A440-HNF-PA
Network SD-8 Series |  | SD8A440PA-HNF-5G | 4MP 40x 5G Starlight WizMind Network PTZ Camera 1/1.8" 4Megapixel STARVIS™ CMOS. 40× optical zoom. Starlight technology. Max. 50/60 fps@4M. IR distance up to 500 m. Auto Tracking 3.0. Face recognition. IP67. 5G. | P | 26434 | SD8A440PA-HNF-5G
Network SD-8 Series |  | SD8A440GA-HNV | 4MP 40X Ordinary IR NETWORK PTZ CAMERA 1/1.8" 4Megapixel STARVIS™ CMOS. 40× optical zoom. Starlight technology. IR distance up to 500 m. Auto-tracking. Perimeter protection. Face Detection. Metadata. SMD. IP67. | P | 14879 | SD8A440GA-HNV
Network SD-8 Series |  | SD8A440FA-HNT | 4MP 40× Starlight IR WizMind Network PTZ Camera for Traffic, 1/1.8" 4Megapixel STARVIS™ CMOS, 40 × optical zoom. Max. 25/30 fps@4MP, ANPR, IR distance up to 500 m, Illegal parking detection, Traffic Event. Power Supply 36 VDC/ HI-PoE, IP67 | P | 29470 | SD8A440FA-HNT
Network SD-8 Series |  | SD8C448PA-HNF | 4MP x48 1/1.8” 4Megapixel STARVIS™ CMOS 48x optical zoom Starlight technology IR distance up to 250m Auto-tracking Perimeter protection Face recognition Metadata IP67 | P | 29461 | SD8C448PA-HNF
Network SD-8 Series |  | SD8C448PA1-HNF | 4MP 48x Starlight IR Network PTZ Camera 1/1.8" 4Megapixel STARVIS™ CMOS. 48× optical zoom. Ultra Starlight technology. Max. 50/60 fps@4M. IR distance up to 500 m. Auto-tracking. Perimeter protection. Face recognition. Metadata. IP67. | P | 29461 | SD8C448PA1-HNF
Network SD-8 Series |  | SD8C440FD-HNF | 4MP x40 1/1.8" 4Megapixel STARVIS™ CMOS, dual sensors 40× optical zoom Dual light fusion Auto-tracking Perimeter protection Face recognition Metadata IP67 | P | 32139 | SD8C440FD-HNF
8 Mpx
Network SD-8 Series |  | SD8A840XA-HNP-WP | 8MP x40 1/1.8" 8Megapixel STARVIS™ CMOS 40x optical zoom Starlight technology IR distance up to 250 m Water level marker detection and calibration Water level marker joining Boat detection Close shot and distant shot | P | 18498 | SD8A840XA-HNP-WP
Network SD-8 Series |  | SD8A840-HNF-PA | 8MP x40 Optical Image Stabilization (OIS) 1/1,8" 8 Mpx STARVIS CMOS, 40x zoom, obiektyw 5,6-223mm, H.265+/H.265, max 25/30 kl./s@4K, IR do 500m, 1/1 kan. audio we/wy, 7/2 kan. alarm we/wy, IP67, DC36V/Hi-PoE, wycieraczka, analiza obrazu: IVS, perymetryka, | P | 18590 | SD8A840-HNF-PA
Network SD-8 Series |  | SD8A840PA-HNF-5G | 8MP 40x 5G Starlight WizMind Network PTZ Camera 1/1.8" 8Megapixel STARVIS™ CMOS. 40× optical zoom. Starlight technology. Max. 25/30fps@4K. IR distance up to 500 m. Auto Tracking 3.0. Face recognition. IP67. 5G. | P | 30840 | SD8A840PA-HNF-5G
Network SD-8 Series |  | SD8A840FA-HNT | 8MP 40× Starlight IR WizMind Network PTZ Camera for Traffic, 1/1.8" 8Megapixel STARVIS™ CMOS, 40 × optical zoom. Max. 25/30 fps@8MP, ANPR, IR distance up to 500 m, Illegal parking detection, Traffic Event. Power Supply 36 VDC/ HI-PoE, IP67 | P | 34828 | SD8A840FA-HNT
Network SD-8 Series |  | SD8A840PA-HNF-SL | 8MP 40× Anti-corrosion WizMind PTZ Camera, 1/1.8” 8Megapixel STARVIS™ CMOS, 40x optical zoom, Max. 25/30 fps@8MP, IR distance up to 500 m, Auto-tracking, Perimeter protection, Face detection, Face recognition, Metadata. IP67, Anti-corrosion coating. 36 VDC/HI-PoE | P | 22023 | SD8A840PA-HNF-SL
Network SD-8 Series |  | SD8A845QA-HNF | 8MP x48 1/1.8" 8Megapixel STARVIS™ CMOS 45× optical zoom Starlight technology IR distance up to 500 m Two-way audio Auto-tracking Human detection Perimeter protection Face detection, Face recognition Metadata SMD Plus protection | P | 32139 | SD8A845QA-HNF
Network SD-8 Series |  | SD8A3833GA-HNV | 8MP 33x Starlight+ IR Network PTZ Camera, 1/1.8" 8Megapixel STARVIS™ CMOS, 33x optical zoom, Starlight+ technology, IR distance up to 500 m, Auto tracking 3.0, Perimeter protection, Face detection, Video Metadata. 36 VDC, 2.23A/HI-PoE | P | 18456 | SD8A3833GA-HNV
Network SD-8 Series |  | SD8C848PA-HNF | 8MP x48 1/1.8” 8Megapixel STARVIS™ CMOS 48x optical zoom Starlight technology IR distance up to 250m Auto-tracking Perimeter protection Face recognition Metadata IP67 | P | 33478 | SD8C848PA-HNF
Network SD-8 Series |  | SD8C848PA1-HNF | 8MP 48x Starlight IR Network PTZ Camera 1/1.8" 8Megapixel STARVIS™ CMOS. 48× optical zoom. Starlight technology. Max. 25/30 fps@8M. IR distance up to 500 m. Auto-tracking. Perimeter rotection. Face recognition. Metadata. IP67. | P | 29470 | SD8C848PA1-HNF
PTZ-1 SERIES
PTZ-1 Series |  | PTZ1A225-HNR-GB | 2MP 25x Starlight WizMind Network Positioning System 1/2.8" 25x optical zoom, Starlight technology Max. 25/30 fps@1080P IR distance up to 150 m Auto-tracking, perimeter protection, and face detection SMD Plus, video metadata | P | 6150 | PTZ1A225-HNR-GB
PTZ-3 SERIES
PTZ-3 Series |  | PTZ37225-HNP-GB-A-EG | 2MP 25× Starlight IR Posittoning System, 1/2.8" 2Megapixel STARVIS™ CMOS, 25× optical zoom, Starlight technology, Max. 50/60 fps@1080p, IR distance up to 150 m, white light distance up to 50 m. Auto-tracking. IVS (Perimeter Protection). Job Monitoring. SMD Plus. IP67, 36 VDC/2.23 A ± 25% | P | 9467 | PTZ37225-HNP-GB-A-EG
PTZ-8 SERIES
2 Mpx
PTZ-8 Series |  | PTZ85260-HNF-PA-FL | 2MP x48 1/1.8" 2Megapixel STARVIS™ CMOS 60× optical zoom Starlight technology Laser distance up to 1000 mTwo-way audio IP67 Auto-tracking Perimeter protection Face recognition | P | 61598 | PTZ85260-HNF-PA-FL
PTZ-8 Series |  | PTZ85260-HNF-PA | 2MP x60 1/1.8" 2Megapixel STARVIS™ CMOS 60× optical zoom Starlight technology IR distance up to 400 m Two-way audio IP67 Auto-tracking Perimeter protection Face recognition | P | 37495 | PTZ85260-HNF-PA
4 Mpx
PTZ-8 Series |  | PTZ83440-HNF-PA | 4MP 40× Starlight IR AI Network Positioning System 1/1.8" 4Megapixel STARVIS™ CMOS Powerful 40x optical zoom Starlight technology IR distance up to 350 m Perimeter protection Video Metadata Face recognition Auto-tracking | P | 21944 | PTZ83440-HNF-PA
PTZ-8 Series |  | PTZ85448-HNF-PA-FL | 4MP x48 1/1.8" 4Megapixel STARVIS™ CMOS 48× optical zoom Starlight technology Laser distance up to 1000 m Two-way audio IP67 Auto-tracking Perimeter protection Face recognition | P | 60259 | PTZ85448-HNF-PA-FL
PTZ-8 Series |  | PTZ85448-HNF-PA | 4MP x48 1/1.8" 4Megapixel STARVIS™ CMOS 48× optical zoom Starlight technology Max. 25/30 fps@4M IR distance up to 400 m Two-way audio IP67 Auto-tracking Perimeter protection Face recognition | P | 34817 | PTZ85448-HNF-PA
SDT SERIES
SDT Series |  | SDT7C424-4F-ZBZJ-APV-0400 | 4MP 24x Starlight IR WizMind Network Panoramic + PTZ Camera Panoramic: 1/1.8" 4 Megapixel F1.0 STARVIS™ CMOS Detail: 1/2.8" 4 Megapixel STARVIS™ CMOS 24× optical zoom, Starlight+ IR 150 m Auto-tracking Perimeter protection Sound and light alarm | P | 12053 | SDT7C424-4F-ZBZJ-APV-0400
SDT Series |  | SDT5X425-4Z4-FA-0832 | 4MP Starlight IR WizMind Network Dual-PTZ, Dual PTZ system, dual vari-focal lens, 1/1.8" 4Megapixel CMOS, 25× optical zoom, Starlight technology, Max. 25/30 fps@4M, Deep-learning-based auto tracking and perimeter protection, Panorama focal lenght 8 mm–32 mm. 36 VDC/Hi-PoE | P | 24112 | SDT5X425-4Z4-FA-0832
SDT Series |  | SDT5X425-4Z4-FA-2812 | 4MP Starlight IR WizMind Network Dual-PTZ, Dual PTZ system, dual vari-focal lens, 1/1.8" 4Megapixel CMOS, 25× optical zoom, Starlight technology, Max. 25/30 fps@4M, Deep-learning-based auto tracking and perimeter protection, Panorama focal lenght 2.8mm–12 mm. 36 VDC/Hi-PoE | P | 24112 | SDT5X425-4Z4-FA-2812
SDT Series |  | SDT5X425-4Z4-FAJG-2812 | 4MP 25x Starlight IR WizMind Network Dual-PTZ Camera for Traffic Dual PTZ system, dual vari-focal lens. 1/1.8" 4Megapixel CMOS. 25x optical zoom. Starlight technology. Max. 25/30 fps@4M. H.265 encoding. IP67. Illegal parking detection and checkpoint capture. | P | 21433 | SDT5X425-4Z4-FAJG-2812
SDT Series |  | SDT5X425-4Z4-FAJG-PV-0832 | 4MP 25x Starlight IR WizMind Network Dual-PTZ Camera for Traffic Dual PTZ system, dual vari-focal lens. 1/1.8" 4Megapixel CMOS. 25x optical zoom. Starlight technology. Max. 25/30 fps@4M. H.265 encoding. IP67. Illegal parking detection and checkpoint capture. | P | 21779 | SDT5X425-4Z4-FAJG-PV-0832
SDT Series |  | SDT6E432-8P-MB-A-PV1 | 8+4MP 32x Smart Dual Illumination Active Deterrence X-Spans Network PTZ Camera, Outputs 180° wide angle splicing image Max. 25/30 fps@8M Detail channel: 1/2.8"4Megapixel STARVIS™ CMOS 32× optical zoom Max. 25/30 fps@4M IR distance up to 250m Warm light distance up to 100m Xinghan Large-Scale AI Models WizTracking Face detection Perimeter protection Active deterrence Smart dual light + Built-in dual mics and a speaker for two-way talk Sound and light alarm (red and blue lights) Gyroscope EIS, Acupick SMD 4.0 ,IP67 IK10 | P | 7278
SDT Series |  | SDT6E425-8P-MB-A-PV1 | 8+4MP 25x Smart Dual Illumination Active Deterrence X-Spans Network PTZ Camera, Outputs 180° wide angle splicing image Max. 25/30 fps@8M Detail channel: 1/2.8"4Megapixel STARVIS™ CMOS 25× optical zoom Max. 25/30 fps@4M ,IR distance up to 250m Warm light distance up to 100m, Xinghan Large-Scale AI Models WizTracking, Face detection, Perimeter protection Active deterrence Smart dual light +, Built-in dual mics and a speaker for two-way talk Sound and light alarm (red and blue lights), Gyroscope EIS Acupick, SMD 4.0, IP67, IK10 | P | 7682
SDT Series |  | SDT8C842-8P-FA-APV-0280 | 8MP 42x Starlight Dual Light Network Panoramic PTZ Camera, anorama: 2×2 MP 1/1.8" CMOS image sensor; Detail: 8MP 1/1.8" CMOS image sensor,42x optical zoom, Max. 25/30fps@8MP, IR distance up to 300 m, Auto-tracking 3.0, Perimeter protection, Face detection. wiper. IP67.36 VDC,PoE++ (802.3bt) | P | 25005 | SDT8C842-8P-FA-APV-0280

## SWITCH
SPIS
Dahua Technology Poland Sp. z o.o.
Seria | Zdjęcie | Kod produktu | Opis* | G.R. | MSRP cena PLN netto* | WEB
SWITCH
AGGREGATION SWITCHES
Network Transmission |  | AS5600-24GF4XF | 10 Gbps uplink and all-gigabit ports Port 1-24: 24 × SFP 100/1000 Mbps; Port 17-24: 8 × RJ-45 10/100/1000 Mbps (Combo); Port 25-28: 4 × SFP+ 1/10 Gbps Port aggregation, Lay-2 VLAN, ACL, and QoS | P | 17493 | AS5600-24GF4XF
Network Transmission |  | AS5600-24GT4XF | 10 Gbps uplink and all-gigabit ports Port 1-24: 24 × RJ-45 10/100/1000 Mbps; Port 17-24: 8 × SFP 100/1000 Mbps (Combo); Port 25-28: 4 × SFP+ 1/10 Gbps Port aggregation, Lay-2 VLAN, ACL, and QoS | P | 16464 | AS5600-24GT4XF
Network Transmission |  | S5500-24GF4XF-E-V2 | Intelligent Resilient Framework 2 (IRF2) 8 x 10/100/1000 Mbps ports (combo) 16 x 100/1000 Mbps Base-X ports + 8 x 100/1000 Mbps Base-X ports (combo) 4 x 1/10 Gbps Base-X ports | P | 13030 | S5500-24GF4XF-E
Network Transmission |  | S5428-12GF12GT4XF | 28-portowy przełącznik agregacyjny L2 Interfejsy: • 4x SFP+ 1/10G • 12x RJ45 10/1001000M • 12xSFP 100/1000M • Zasilanie: 100–240V AC 50–60 Hz • Wymiary: 440 mm × 164 mm × 44 mm | P | 7506 | S5428-12GF12GT4XF
Network Transmission |  | S5428-24GT4XF | 28-portowy przełącznik agregacyjny L2 Interfejsy: •4x SFP+ 1/10G • 24x RJ45 10/1001000M • Zasilanie: 100–240V AC 50–60 Hz • Wymiary: 440 mm × 308.3 mm × 44.0 mm | P | 6950 | S5428-24GT4XF
Network Transmission |  | S5452-48GT4XF | 52-portowy przełącznik agregacyjny L2 Interfejsy: •4x SFP+ 1/10G • 48x RJ45 10/100/1000M • Zasilanie: 100–240V AC 50–60 Hz • Wymiary: 440 mm × 391 mm × 44.0 mm | P | 10008 | S5452-48GT4XF
Network Transmission |  | S5436-24GF8GT4XF | 36-portowy przełącznik agregacyjny L2 Interfejsy: •4x SFP+ 1/10G • 8x RJ45 10/100/1000M • 24xSFP 100/1000M • Zasilanie: 100–240V AC 50–60 Hz • Wymiary: 440 mm × 308.3 mm × 44.0 mm | P | 7840 | S5436-24GF8GT4XF
Network Transmission |  | S5452-48GT4XF-400 | 52-portowy przełącznik agregacyjny L2 z PoE 400W Interfejsy: •4x SFP+ 1/10G • 48x RJ45 10/100/1000M • Zasilanie: 100–240V AC 50–60 Hz • Wymiary: 440 mm × 391 mm × 44.0 mm | P | 13622 | S5452-48GT4XF-400
Network Transmission |  | S5452-48GT4XF-750 | 52-portowy przełącznik agregacyjny L2 z PoE 750W Interfejsy: •4x SFP+ 1/10G • 48x RJ45 10/100/1000M • Zasilanie: 100–240V AC 50–60 Hz • Wymiary: 440 mm × 391 mm × 44.0 mm | P | 16124 | S5452-48GT4XF-750
Network Transmission |  | S5428-24GT4XF-360 | 28-portowy przełącznik agregacyjny L2 z PoE 360W Interfejsy: •4x SFP+ 1/10G •24x RJ45 10/100/1000M • Zasilanie: 100–240V AC 50–60 Hz • Wymiary: 440 mm × 306 mm × 44 mm | P | 11120 | S5428-24GT4XF-360
INDUSTRIAL PoE SWITCH
Network Transmission |  | IS4410-6GT-120 | 10-Port Managed Industrial Gigabit Switch with 6-Port PoE (Managed) All-gigabit port design.IEEE802.3af, IEEE802.3at, Hi-PoE and IEEE802.3bt (red port) 250 m long-distance PoE (10 Mbps). PoE Watchdog. STP, RSTP, and ERPS. IEEE802.1Q-based VLAN | P | 3866 | IS4410-6GT-120
Network Transmission |  | IS4210-8GT-120 | 10-Port Managed Industrial Gigabit Switch with 8-Port PoE (Managed) All-gigabit port design. IEEE802.3af, IEEE802.3at, Hi-PoE and IEEE802.3bt (red port) 250 m long-distance PoE (10 Mbps). PoE Watchdog. STP, RSTP, and ERPS. IEEE802.1Q-based VLAN | P | 3866 | IS4210-8GT-120
Network Transmission |  | IS4207-4GT-120 | 7-Port Gigabit Industrial Swicth with 4-Port Gigabit PoE (Managed) All-gigabit port design. IEEE802.3af, IEEE802.3at, Hi-PoE and IEEE802.3bt (red port) standards. 250 m long-distance PoE (10 Mbps). PoE Watchdog. STP, RSTP, and ERPS. IEEE802.1Q-based VLAN | P | 2781 | IS4207-4GT-120
Network Transmission |  | IS4204-2GT-120 | 4-Port Gigabit Industrial Swicth with 2-Port Gigabit PoE (Managed) All-gigabit port design. IEEE802.3af, IEEE802.3at, Hi-PoE and IEEE802.3bt (red port) standards. 250 m long-distance PoE (10 Mbps). PoE Watchdog. STP, RSTP and ERPS. IEEE802.1Q-based VLAN | P | 2142 | IS4204-2GT-120
Network Transmission |  | IS4420-16GT-240 | 20-Port Managed Industrial Gigabit Switch with 16-Port oE(Managed) All-gigabit port design. IEEE802.3af, IEEE802.3at, Hi-PoE and IEEE802.3bt (red port) standards. 250 m long-distance PoE (10 Mbps). PoE Watchdog. STP, RSTP, and ERPS. IEEE802.1Q-based VLAN | P | 5562 | IS4420-16GT-240
ePoE SWITCH
Network Transmission |  | LR2218-16ET-240-V2 | 18-Port Managed Switch with 8-Port ePoE & 8-Port PoE Layer-two web managed ePoE switch. Three self-adaptive EEE, E100 and E10. Long distance PoE up to 800 m with ePoE Both twisted-pair and coaxial cable transmission. | P | 2948 | LR2218-16ET-240
Network Transmission |  | LR2226-24ET-360-V2 | Layer-two web managed ePoE switch. 26-Port Managed Switch with 8-Port ePoE & 16-Port PoE Three self-adaptive IEEE, E100 and E10. Long distance PoE up to 800 m with ePoE technology. Both twisted-pair and coaxial cable.IEEE802.3af, IEEE802.3at and Hi-PoE compliant. | P | 3522 | LR2226-24ET-360
PoE SWITCHES
Network Transmission |  | S4220-16GT-190 | 20-Port Managed Desktop Layer 2 Gigabit Switch with 16-Port PoE, Supports IEEE802.3af, IEEE802.3at, Port 1 and port 2 support IEEE802.3bt, and are compatible with Hi-PoE, Supports PD alive mode, Supports 250 m long-distance transmission mode. PoE Total 190W | P | 3122 | S4220-16GT-190
Network Transmission |  | S4220-16GT-240 | 20-Port Managed Desktop Layer 2 Gigabit Switch with 16-Port PoE, Supports IEEE802.3af, IEEE802.3at, Port 1 and port 2 support IEEE802.3bt, and are compatible with Hi-PoE, Supports PD alive mode, Supports 250 m long-distance transmission mode. PoE Power total 240W | P | 3428 | S4220-16GT-240
Network Transmission |  | S4228-24GT-240 | 28-Port Managed Desktop Layer 2 Gigabit Switch with 24-Port PoE, Supports IEEE802.3af, IEEE802.3at, Port 1 and port 2 support IEEE802.3bt, and are compatible with Hi-PoE, Supports PD alive mode, Supports 250 m long-distance transmission mode. PoE Power total 240W | P | 3739 | S4228-24GT-240
Network Transmission |  | S4228-24GT-360 | 28-Port Managed Desktop Layer 2 Gigabit Switch with 24-Port PoE, Supports IEEE802.3af, IEEE802.3at, Port 1 and port 2 support IEEE802.3bt, and are compatible with Hi-PoE, Supports PD alive mode, Supports 250 m long-distance transmission mode. PoE Power total 360W | P | 4289 | S4228-24GT-360
S78
Network Transmission |  | S7803 | Rich layer 3 features. Easy to manage. Intelligent Resilient Framework. Comprehensive security control policies. hot swapping for all components. High-performance IPv4 and IPv6 service capabilities. MACsec technology offers hardware-based encryption. | P | 35458
Network Transmission |  | S7806 | Rich layer 3 features. Easy to manage. Intelligent Resilient Framework. Comprehensive security control policies. hot swapping for all components. High-performance IPv4 and IPv6 service capabilities. MACsec technology offers hardware-based encryption. | P | 56316 | S7806
Network Transmission |  | S7806-MPU | S7806 Series MPU Module-S7806-MPU Item Specifications Flash 4 GB 1 × RJ-45 ports and 1 × SFP fiber ports, network management ports ( RJ-45 ): 10/100/1000 Mbps, ( SFP ): 1000 Mbps | P | 24300
Network Transmission |  | S7803-MPU | S7803 Series MPU Module-S7803-MPU, 1 RJ-45 ports and 1 SFP fiber ports, 1 primary USB port, network management ports ( RJ-45 ): 10/100/1000 Mbps, network management ports (SFP ): 1000 Mbps Compatible device models DH-S7803 | P | 12150
Network Transmission |  | S78-16XF24GF | S78 Series 16-Port SFP+ and 24-Port SFP Module-S78-16XF24GF SDRAM 2 GB Power consumption 26 W to 58 W Ports 24 × 1000BASE-X-SFP fiber ports 16 x 10GBASE-R-SFP+ fiber ports Port speed 100 Mbps 1 Gbps 10 Gbps | P | 57845
Network Transmission |  | S78-24GT20GF4XF | S78 Series 24-Port RJ45 and 20-Port SFP and 4-Port SFP+ Module-S78-24GT20GF4XF Item Specifications SDRAM 2 GB, Ports 24 x 10/100/1000BASE-T copper ports, 20 × 1000BASE-X-SFP fiber ports 4 x 10GBASE-R-SFP+ fiber ports | P | 37544
Network Transmission |  | S78-48GF | S78 Series 48-Port SFP Module-S78-48GF SDRAM 2 GB Power consumption 26 W to 52 W Ports 48 × 1000BASE-X-SFP fiber ports Port speed 100 Mbps 1 Gbps | P | 22944
Network Transmission |  | S78-48GT | S78 Series 48-Port RJ45 Module-S78-48GT SDRAM 2 GB Power consumption 24 W to 44 W Ports 48 x 10/100/1000BASE-T copper ports Port speed 10/100/1000BASE-T copper port: 10/100/1000 Mbps | P | 27115
Network Transmission |  | S78-24GF8GT | S78 Series 24-Port SFP and 8-Port RJ45 Module-S78-24GF8GT SDRAM 2 GB Power consumption 24 W to 40 W Ports 8 x 10/100/1000BASE-T copper ports 24 × 1000BASE-X-SFP fiber ports Port speed 10/100/1000BASE-T copper port/ fiber port: 1000 Mbps | P | 22944
Network Transmission |  | S78-24GT8GF | S78 Series 24-Port RJ45 and 8-Port SFP Module-S78-24GT8GF SDRAM 2GB Power consumption 22W to 36W Ports 24 x 10/100/1000BASE-T copper ports 8 × 1000BASE-X-SFP fiber ports Port speed 10/100/1000BASE-T copper port/fiber port: 1000 Mbps | P | 27115
Network Transmission |  | S7806-PWR650 | S7806 Series Power Module-S7806-PWR650 | P | 6258
Network Transmission |  | S7803-PWR300 | S7803 Series Power Module-S7803-PWR300 | P | 5636
INDUSTRIAL PoE SWITCH
Wireless Access Controller
Controller PoE |  | ERC210-P | • All-in-One Full Gigabit PoE Router - Wireless Access Controller • 1 × 10/100/1000 Mbps WAN Ports • 9 × 10/100/1000Mbps LAN Ports, 1 LAN Ports Can be Switched to WAN Ports • Management of Maximum 64 EAP Series APs • Flexible Forwarding Modes • Smart Roaming Features • Various Kinds of Network Authentication Methods • Centralized and Remote Management through DoLynk Care | P | 1234 | ERC210-P
Controller PoE |  | ERC305 | • All-in-One Full Gigabit PoE Router • 1 × 10/100/1000 Mbps WAN Ports • 4 × 10/100/1000Mbps LAN Ports, 3 LAN Ports Can be Switched to WAN Ports • Management of Maximum 128 EAP Series APs • Flexible Forwarding Modes • Smart Roaming Features • Various Kinds of Network Authentication Methods • Centralized and Remote Management through DoLynk Car | P | 2057 | ERC305
ROUTERS
Industrial 4G Route
Routers |  | WM4720-VW | Industrial 4G Router Aviation connectors optional(RJ45). 4G high-speed network. Wi–Fi 6 high-speed. dual 4G antennas. Easily switches between LAN and WAN. Supports IPv6 network access and DHCP allocation. APN configuration. | P | 2326 | WM4720-VW
Routers |  | WM4720-OW | Industrial 4G Router 4G high-speed cellular network. Wi–Fi 6 high-speed transmission. L2TP/IPsec VPN. Easily switches between LAN and WAN. Supports IPv6 network access and DHCP allocation. APN configuration. | P | 2104 | WM4720-OW
Wired Enterprise Router
Routers |  | AR506-E | L3 Managed 4 1000M No Router 2 WAN ports, 4 LAN ports, 2 USB 2.0 ports, and 1 Console. High-performance multi-core CPU, the ability of the system to deal with concurrent rocesses. Adapts to the iLinksView platform. Excellent security functions. | P | 8232 | AR506-E
Routers |  | AR306-E | Enterprise Router 2 WAN ports, 4 LAN ports, 2 USB 2.0 ports, and 1 Console port. High-performance multi-core CPU that enhances the ability of the system to deal with concurrent processes. Adapts to the iLinksView platform. Excellent security functions. | P | 3293 | AR306-E

## DECODER
SPIS
Dahua Technology Poland Sp. z o.o.
Seria | Zdjęcie | Kod produktu | Opis* | G.R. | MSRP cena PLN netto* | WEB
DECODER
DECODER
Decoder |  | NVD0405DU-2I-8K | Ultra-HD Network Video Decoder 2ch@8K/10ch@4K /36ch@1080P/144ch@D1 real-time decoding 4ch HDMI output 4K@60fps output Up to 8K splicing display. Up to 4 video-wall displays, multi-video split. Supports alarm, RS232, RS485 | P | 16075 | NVD0405DU-2I-8K
Decoder |  | NVD0905DU-4I | 9-ch HDMI signal output, Up to 1920 × 1080@60 fps is supported to output standard resolutions through the output port. Supports ultra-wide and ultra-high resolutions. The maximum horizontal and vertical resolution is 3840 pixels. 4-ch HDMI signal input Up to 3840×2160@60 fps, Includes two 3.5 mm audio intercom ports:1in/out, The following decoding is supported by H.265: 3-ch 32MP@25 fps, 9-ch 12MP@25 fps, 14-ch 8MP@25 fps, 18-ch 6MP@25 fps, 24-ch 5MP@25 fps, 29-ch 4MP@25 fps, 37-ch 3MP@25 fps, 57-ch 1080p@25 fps, 192-ch D1@25 fps (H.264 supports a decoding capability of up to 47-ch of 1080p@25 fps) Supports MPEG2, MPEG4, H.264, H.265, SVAC and MJPEG video coding standards. Decodes video streams to multiple resolutions, including QCIF, CIF, 2CIF, HD1, D1, 960H, 720p, 1080p, 3 MP, 4MP, 5 MP, 6 MP, 8 MP, 12 MP and 32 MP. Supports PCM and G.711 audio compression formats. Splits to 1, 4, 6, 8, 9, 16, 25 and 36 windows, and supports M × N custom split. Supports customized windowing and roaming. Windowing can be performed on up to 36 channels. Displays HD background images, and supports configuring the default background color for the video wall. Supports touring plans. Splits and synchronizes screens within milliseconds. Displays customized OSD text, such as the location and font size. ONVIF, RTSP, Hikvision and Dahua private protocols. | P | 17275
Decoder |  | NVD0105DH-4K | Ultra-HD Network Video Decoder for standalone operators 1ch@32MP(25fps)/3ch@12Mp(15fps)/4ch@8MP/16ch@1080P/ 36ch@720P/64ch@D1 decoding. Up to 32Mp network video 1ch HDMI/VGA, output 4K. 1/4/9/16/25/36/64 display split. | P | 4405 | NVD0105DH-4K
Decoder |  | NVD1205DU-4I-8K | UHD NETWORK VIDEO DECODER 12-channel HDMI video output 3840 × 2160@60 fps, Decodes video streams to multiple resolutions, including QCIF, CIF, 2CIF, HD1, D1, 720p, 1080p, 3 MP, 5 MP, 6 MP, 8 MP, 12 MP and 32 MP, Synchronously decodes to 3-channel 8K@60 fps, 27-channel 4K@30 fps, 108-channel 1080p@30 fps or 432-channel D1@30 fps videos, video Input 2 × DP; 2 × HDMI, 1/4/6/8/9/16/25/36 window splits per screen.Supports M × N custom split, M × N ≤ 36. | P | 45220 | NVD1205DU-4I-8K
Decoder |  | NVD1605DU-4I-8K-2U2H | UHD NETWORK VIDEO DECODER 16-channel HDMI video output 3840 × 2160@60 fps, 8-channel HDMI audio output, Decodes video streams to multiple resolutions, including QCIF, CIF, 2CIF, HD1, D1, 720p, 1080p, 3 MP, 5 MP, 6 MP, 8 MP, 12 MP and 32 MP, There are 4 ports in each group, and each group supports an equal portion of the device's decoding and video capabilities. It decodes to 8-ch 32MP@25 fps, (this is only supported by H.265), 28-ch 12MP@25 fps, 40-ch 8MP@25 fps, 56-ch 6MP@25 fps, 72-ch 5MP@25 fps, 72-ch 4MP@30 fps, 112-ch 3MP@25 fps,144-ch 1080p@30 fps, 400-ch D1@30 fps videos, video Input 2 × DP; 2 × HDMI, 1/4/6/8/9/16/25/36 window splits per screen.Supports M × N custom split, M × N ≤ 36. | P | 47124 | NVD1605DU-4I-8K-2U2H
Decoder |  | NVD2005DU-4I-8K-4H | UHD NETWORK VIDEO DECODER 20-channel HDMI video output 3840 × 2160@60 fps, 8-channel HDMI audio output, Decodes video streams to multiple resolutions, including QCIF, CIF, 2CIF, HD1, D1, 720p, 1080p, 3 MP, 5 MP, 6 MP, 8 MP, 12 MP and 32 MP, There are 4 ports in each group, and each group supports an equal portion of the device's decoding and video capabilities. It decodes to 10-ch 32MP@25 fps, (this is only supported by H.265), 35-ch 12MP@25 fps, 50-ch 8MP@25 fps, 70-ch 6MP@25 fps, 90-ch 5MP@25 fps, 90-ch 4MP@30 fps, 140-ch 3MP@25 fps,180-ch 1080p@30 fps, 500-ch D1@30 fps videos, video Input 2 × DP; 2 × HDMI, 1/4/6/8/9/16/25/36 window splits per screen.Supports M × N custom split, M × N ≤ 36. | P | 50635 | NVD2005DU-4I-8K-4H
ENCODER
Encoder |  | NEB0105HI-4K | 1 Channel Distributed Encoding Box Support 1ch DP, 1ch HDMI independent collection interfaces, 4K and H.265 real-time encoding 1GBps Ethernet interface. TCP/IP/RTP/RTSP/HTTP/TCP/UDP/ DHCP/NTP and etc. 1-channel HDMI loop /1-channel HDMI output PoE and 12 VDC | P | 5627 | NEB0105HI-4K
PLAYER
LCD Digital Signage |  | DS04-AI400 | Media player. Supports media including text, images, videos, audio, and the Word and PDF formats. Displays live videos, time and weather, access via webpage. 4K decoding&displays. Managing devices and users, configuring. Connects to Wi-Fi hotspots importing files from the USB. | P | 2312 | DS04-AI400
KEYBORD
Keyboard |  | NKB5000 | Android Network Control Keyboard with extension keypad module. 10.1-inch capacitive touch screen, support local screen preview 4-dimensional joystick control of PTZ functions. Compatible with Dahua cameras,storage /display control devices, works with DSS Pro | P | 14301 | NKB5000(-F)
Keyboard |  | NKB5000-F | Android Network Control Keyboard Touchscreen keyboard with the Android system. 10.1-inch capacitive touch screen, support local screen preview 4-dimensional joystick control of PTZ functions. Compatible with Dahua cameras,storage /display control devices, works with DSS Pro | P | 11788 | NKB5000(-F)
MATRIX M80
Matrix |  | M80-S24 | Standard 19" 8U rack-mounted server with ATCA telecommunication-grade architecture. 24 slots for audio and video cards. Offers redundant dual power supply, making it highly suitable for locations such as machine rooms. The intelligent fan can be automatically adjusted to moderate the temperature, ensuring the stability and reliability of the system. Adopts the H.265 video compression standard, offering support for dual stream technology and variable bit rates. It can encode both composite and video streams while ensuring audio and video synchronization during composite stream encoding. Supports mainstream video signal interfaces such as DP, HDMI, and DVI. Supports input of up to 96 channels at 1080p@60 Hz for HD encoding, or 48 channels at 4K@60 Hz for UHD encoding. Supports up to 96 channels of 4K signal output through HDMI ports, allowing for seamless splicing across up to 96 screens. Decodes videos in 32 MP, 16 MP, 12 MP, 8 MP, 5 MP, 3 MP, 1080p, 720p, and D1. Only H.265 can be used to decode videos in 32 MP, 16 MP and 12 MP. Supports processing multiple copies of signals, utilizing a maximum of 32 output channels for each signal. The device can be freely controlled through the webpage, desktop client, mobile client and network keyboard. | P | 74173 | M80-S24
Video Input |  | VEC0205EHP-M80 | 2-channel HDMI 2.0 port and 2-channel DP 1.2 port. Either one can be set for each input channel. 2-channel HDMI/DP embedded audio port and 2-channel 3.5 mm jack port. H.265. • Mode A: Supports up to 2-ch 4096 × 2160@60 Hz in YUV420 format. • Mode B: Supports up to 2-ch 4096 × 2160@30 Hz in YUV444 or YUV420 format. • Mode C: For the first channel, it supports up to 4096 × 2160@30 Hz in YUV444 or YUV420 format. For the second channel, it supports up to 1920 ×1080@60 Hz in YUV444 or YUV420 format. | P | 17451 | M80-S24
Video Input |  | VEC0405HH-M80 | 4 × HDMI 1.3 ports, 4-channel HDMI embedded audio port and 4-channel 3.5 mm jack port. H.265Supports up to 4-channel 1920 × 1200@60Hz in YUV444 or YUV420 format. | P | 9818 | M80-S24
Video Output |  | VDC0405EH-M80 | 4 × HDMI 2.0 ports. The maximum output resolution is 4-ch 4096 × 2160@60 Hz. You can customize the output resolution. Supports performing real-time decoding of network videos based on the following capabilities: 2-ch 32 MP@25 fps 4-ch 8 MP@60 fps 8-ch 8 MP@30 fps 36-ch 1080p@30 fps. Only H.265 can be used to decode videos in 32 MP. Video output reoslution up to 4096 × 2160@60 Hz | P | 10906 | M80-S24

## RADARY
SPIS
Dahua Technology Poland Sp. z o.o.
Seria | Zdjęcie | Kod produktu | Opis* | G.R. | MSRP cena PLN netto* | WEB
RADARY
Radary |  | PFR4K-B240 | 240m Perimeter Security Radar 24/7 all-weather Crossing detection High accuracy Target filtering Radar-PTZ linkage Front-end PTZ control Centralized management Smart tracking IP67; IK10 CE RED | P | 36156 | PFR4K-B240
Radary |  | PFR4K-D300 | 300m Security Radar 24/7 all-weather Wide-range detection High accuracy Target filtering Radar-PTZ linkage Front-end PTZ control Centralized management Smart tracking IP67/IK10 CE RED | P | 66596 | PFR4K-D300
Radary |  | PFR4K-D450 | 450m Security Radar 24/7 all-weather Wide-range detection High accuracy Target filtering Radar-PTZ linkage Front-end PTZ control Centralized management Smart tracking IP67/IK10 CE RED | P | 87069 | PFR4K-D450
Akcesoria
Radary |  | PFB414W | Radar- PTZ smart track | P | 853 | PFB414W
Radary |  | PFB510W | Uchwyt do montażu radarów serii PFR4K-E i PFR4K-D wykonany z aluminium o kolorze bialym Wymiary 134mm × 134,4mm × 195,8mm Temperatura pracy -40°C ~ +70°C | P | 421 | PFB510W

## STORAGE
SPIS
Dahua Technology Poland Sp. z o.o.
Seria | Zdjęcie | Kod produktu | Opis* | G.R. | MSRP cena PLN netto* | WEB
STORAGE
ESS E-SATA
eSATA Storage |  | ESS1504C | 4 HDDs eSATA Storage 1.5U standard 19-inch rack case. eSATA or USB transmission speed up to 3Gbps USB 3.0 port data transmission higher than normal Powerful R / W performance: read 64MB/s, write 64MB/s ESS1504C: Max support Internal 4 SATA HDD up to 24TB | P | 2947 | ESS1504C
EVS SERIA 5
Embedded Video Storage |  | EVS5016S-V2 | 16-bay Embedded Video Storage 64-bit multi-core processor. Max 320-ch IP camers. Max 800 Mbps bandwidth. 16 HDDs, SATA, Hot-Swap. Supports RAID 0/1/5/6/10/50/60,Hot spare. direct storage / IPSAN storage mode. Supports N+M cluster. (ANR). Modular | P | 24104 | EVS5016S-V2
Embedded Video Storage |  | EVS5016S-R-V2 | 16-bay Embedded Video Storage 64-bit. Max 320-ch IP camers. Max 800 Mbps bandwidth. 16 HDDs, SATA, Hot-Swap. RAID 0/1/5/6/10/50/60,Hot spare. direct storage / IPSAN storage.N+M cluster. (ANR). Modular 1+1 redundant 80PLUS | P | 29461 | EVS5016S-R-V2
Embedded Video Storage |  | EVS5124S-S3 | 24-bay 4U Embedded Video Storage, 64-bit high-performance multi-core processor.Max 320-ch IP camera inputs. Max 800 Mbps incoming/recording/forwarding bandwidth. 24 HDD, SATA, Hot-Swap. Supports RAID 0/1/5/6/10/50/60,Hot spare. Supports video stream direct storage mode and IPSAN storage mode. IPSAN mode: As a network disk of Dahua VMS Supports. N+M cluster. Supports Automatic Network Replenishment (ANR). Modular and drawer-like design. 1+1 redundant 80PLUS platinum power supply. 4 × 1-GbE LAN ports (optional). 2 × 10-GbE optical fiber ports (optional) | P | 45529 | EVS5124S-V3
Embedded Video Storage |  | EVS5136S-S3 | 36-bay 4U Embedded Video Storage, 64-bit high-performance multi-core processor.Max 320-ch IP camera inputs. Max 800 Mbps incoming/recording/forwarding bandwidth. 36 HDD, SATA, Hot-Swap. Supports RAID 0/1/5/6/10/50/60,Hot spare. Supports video stream direct storage mode and IPSAN storage mode. IPSAN mode: As a network disk of Dahua VMS. Supports N+M cluster. Supports Automatic Network Replenishment (ANR). Modular and drawer-like design. 1+1 redundant 80PLUS platinum power supply. 4 × 1-GbE LAN ports (optional) 2 × 10-GbE optical fiber ports (optional) | P | 64297 | EVS5136S-S3
Embedded Video Storage |  | EVS5148S-S3 | 48-bay 4U Embedded Video Storage, 64-bit high-performance multi-core processor.Max 320-ch IP camera inputs. Max 800 Mbps incoming/recording/forwarding bandwidth. 48 HDD, SATA, Hot-Swap. Supports RAID 0/1/5/6/10/50/60,Hot spare. Supports video stream direct storage mode and IPSAN storage mode. IPSAN mode: As a network disk of Dahua VMS Supports N+M cluster. Supports Automatic Network Replenishment (ANR). Modular and drawer-like design. 1+1 redundant 80PLUS platinum power supply. 4 × 1-GbE LAN ports (optional) 2 × 10-GbE optical fiber ports (optional) | P | 85729 | EVS5148S-S3
EVS SERIA 7
Embedded Video Storage |  | EVS7124S | 24-bay Embedded Video Storage 64-bit processor Max 512-ch IP camers Max 1024 Mbps bandwidth 24 HDDs, SAS/SATA, Hot-Swap Supports RAID 0/1/5/6/10/50/60, JBOD, Hot spare. N+M cluster (ANR) SAS cascade Modular. 1+1 80PLUS | P | 58920 | EVS7124S
Embedded Video Storage |  | EVS7124S-10G | 24-bay Embedded Video Storage 64-bit processor Max 512-ch IP camers Max 1024 Mbps bandwidth 24 HDDs, SAS/SATA, Hot-Swap Supports RAID 0/1/5/6/10/50/60, JBOD, Hot spare, IPSAN, N+M cluster (ANR) SAS cascade 1+1 redundant 80PLUS power supply | P | 69632 | EVS7124S
Embedded Video Storage |  | EVS7136S | 36-bay Embedded Video Storage 64-bit processor Max 512-ch IP camers Max 1024 Mbps bandwidth 36 HDDs, SAS/SATA, Hot-Swap Supports RAID 0/1/5/6/10/50/60, JBOD, Hot spare. IPSAN. N+M cluster (ANR) SAS cascade 1+1 redundant 80PLUS | P | 85701 | EVS7136S
Embedded Video Storage |  | EVS7148S | 48-bay Embedded Video Storage 64-bit multi-core processor Max 512-ch IP camers Max 1024 Mbps bandwidth 48 HDDs, SAS/SATA, Hot-Swap Supports RAID 0/1/5/6/10/50/60, JBOD, Hot spare IPSAN N+M cluster (ANR) SAS cascade 1+1 redundant 80PLUS power supply | P | 101769 | EVS7148S
Embedded Video Storage |  | EVS7148S-10G | 48-bay Embedded Video Storage 64-bit multi-core processor Max 512-ch IP camers Max 1024 Mbps bandwidth 48 HDDs, SAS/SATA, Hot-Swap Supports RAID 0/1/5/6/10/50/60, JBOD, Hot spare IPSAN storage mode Supports N+M cluster (ANR) SAS cascade 1+1 redundant 80PLUS | P | 112482 | EVS7148S
Embedded Video Storage |  | EVS7285S | 85-bay Embedded Video Storage 64-bit multi-core processor. Max 1024-ch IP camers. Max 2048 Mbps bandwidth. 85 HDDs, SAS/SATA, Hot-Swap.RAID 0/1/5/6/10/50/60, JRAID, JBOD, Hot spare. IPSAN storage mode. Supports N+M cluster. (ANR). 2+1 redundant 80PLUS . | P | 294592 | EVS7285S
Embedded Video Storage |  | EVS7124D-V2 | 24-bay Embedded Video Storage Standard dual controller for hardware redundancy. Max 512-ch IP camers. Max 1024 Mbps bandwidth. 24 HDDs, SAS/SATA, Hot-Swap. RAID 0/1/5/6/10/50/60, JBOD, hot standby. IPSAN (ANR). SAS cascade 1+1 redundant 80PLUS . | P | 120557 | EVS7124D-V2
Embedded Video Storage |  | EVS7148D-V2 | 48-bay Embedded Video Storage Standard dual controller for hardware redundancy. Max 512-ch IP camers. Max 1024 Mbps / 48 HDDs, SAS/SATA, Hot-Swap. RAID 0/1/5/6/10/50/60, JBOD, hot standby. IPSAN (ANR). SAS cascade. Modular 1+1 redundant 80PLUS . | P | 152705 | EVS7148D-V2
ESS
SAS Storage Cabinet |  | ESS3124D-JR | 24 HDDs SAS Storage Cabinet Dual controller architecture, HDDs hot-swap, 7x24-hour Support expansion device cascade Chassis design conform to SBB, motherboard, chassis, power supply and HDD all support hot-swappable 2 SAS interfaces 1 19U standard rack | P | 40186 | ESS3124D-JR
SAS Storage Cabinet |  | ESS3124S-JR | 24 HDDs SAS Storage Cabinet Controller architecture, HDDs hot-swap Redundant fans / power supply, 7x24 Support expansion device cascade Chassis design conform to SBB, motherboard, chassis, power supply and HDD all support hot-swappable 2 SAS interfaces 19U | P | 30958 | ESS3124S-JR

## MOBILE
SPIS
Dahua Technology Poland Sp. z o.o.
Seria | Zdjęcie | Kod produktu | Opis* | G.R. | MSRP cena PLN netto* | WEB
MOBILE
MNVR
MNVR 4000 M12
Mobile MNVR |  | MNVR4104-GFWI(M12 D Type) | 4 Channels POE H.265 1/2 HDDs AI Mobile Video Recorder 4-ch 2MP PoE IP 1/2 HDDs (up to 2 TB for each), and 1 SD card (up to 256 GB) DSM, face recognition. Monitoring: Web viewer, Mobile Center & DMSS | P | 8743 | MNVR4104-GFWI
Mobile MNVR |  | MNVR4208-GFWI(M12 D Type) | 8 Channels POE H.265 2 HDDs AI Mobile Video Recorder 8-ch 2MP PoE IP cameras input. 2 HDDs (up to 2 TB for each), and 1 SD card (up to 256 GB) DSM, face recognition or ANPR Monitoring: Web viewer, Mobile Center & DMSS | P | 10025 | MNVR4208-GFWI
MNVR 4000 RJ45
Mobile MNVR |  | MNVR4104-GFWI | 4 Channels POE H.265 1/2 HDDs AI Mobile Video Recorder 4-ch 2MP PoE IP cameras 1/2 HDDs (up to 2 TB for each), and 1 SD card (up to 256 GB) DSM, face recognition or ANPR Monitoring: Web viewer, Mobile Center & DMSS | P | 8193 | MNVR4104-GFWI
Mobile MNVR |  | MNVR4208-GFWI | 8 Channels POE H.265 2 HDDs AI Mobile Video Recorder 8-ch 2MP PoE IP cameras input 2 HDDs (up to 2 TB for each), and 1 SD card (up to 256 GB) DSM, face recognition or ANPR Monitoring: Web viewer, Mobile Center & DMSS | P | 9078 | MNVR4208-GFWI
MNVR 8000 RJ45
Mobile MNVR |  | MNVR8104-GFWI | 4 Channels POE H.265 1 HDD Mobile Video Recorder 4-ch POE + 2-ch HDCVI cams. DSM/ADAS/FR/LPR. VGA, HDMI simultaneous, 1×SD card, 1×HDD, up to 2TB, anti-vibration design, GPS, 4G and Wi-Fi. 6-36V DC Web viewer, Mobile Center & DMSS | P | 10181 | MNVR8104-GFWI
Mobile MNVR |  | MNVR8208-GFWI | 8 Channels POE H.265 1 HDD Mobile Video Recorder 8-ch POE + 2-ch HDCVI cams. DSM/ADAS/FR/LPR. VGA, HDMI simultaneous, 2x2.5'' HDDs/SSDs, anti-vibration design, Built-in GPS, 4G and Wi-Fi. 6-36V DC Web viewer, Mobile Center & DMSS | P | 12503 | MNVR8208-GFWI
KAMERY IP
Kamera do monitorowania stanu kierowcy
Mobile IP Camera |  | IPC-HMW3230P-M-DAE-0600B | Kamera do monitorowania stanu kierowcy 1/2.7” 6mm fixed lens Built-in IR light with illumination distance up to 5 m DWDR, HLC, watermark 128G micro SD card 12V DC/POE power supply CE/FCC/EN50155 | P | 1019 | IPC-HMW3230-M/M12
Seria 1000 montaż horyzontalny - IP6K9K
Mobile IP Camera |  | IPC-MW1230D-HM12-0280B | 2MP 1/2.7” DWDR, Monitoring: Web viewer, CMS(DSS/PSS) & DMSS 2.8mm fixed lens (3.6mm, 6mm optional) Max. IR LEDs Length 30m(6mm lens) IP67, IP6K9K EN50155(Optional), E-MARK(ECE-Regulation No.10) | P | 614 | IPC-MW1230D-HM12/VM12
Mobile IP Camera |  | IPC-MW1230D-HM12-0360B | 2MP 1/2.7” DWDR, Monitoring: Web viewer, CMS(DSS/PSS) & DMSS 2.8mm fixed lens (3.6mm, 6mm optional) Max. IR LEDs Length 30m(6mm lens) IP67, IP6K9K EN50155(Optional), E-MARK(ECE-Regulation No.10) | P | 614
Mobile IP Camera |  | IPC-MW1230D-HM12-0600B | 2MP 1/2.7” DWDR, Monitoring: Web viewer, CMS(DSS/PSS) & DMSS 2.8mm fixed lens (3.6mm, 6mm optional) Max. IR LEDs Length 30m(6mm lens) IP67, IP6K9K EN50155(Optional), E-MARK(ECE-Regulation No.10) | P | 614
Seria 1000 montaż wertykalny - IP6K9K
Mobile IP Camera |  | IPC-MW1230D-VM12-0280B | 2MP 1/2.7” DWDR, Monitoring: Web viewer, CMS(DSS/PSS) & DMSS 2.8mm fixed lens (3.6mm, 6mm optional) Max. IR LEDs Length 30m(6mm lens) IP67, IP6K9K EN50155(Optional), E-MARK(ECE-Regulation No.10) | P | 614 | IPC-MW1230D-HM12/VM12
Mobile IP Camera |  | IPC-MW1230D-VM12-0360B | 2MP 1/2.7” DWDR, Monitoring: Web viewer, CMS(DSS/PSS) & DMSS 2.8mm fixed lens (3.6mm, 6mm optional) Max. IR LEDs Length 30m(6mm lens) IP67, IP6K9K EN50155(Optional), E-MARK(ECE-Regulation No.10) | P | 614
Mobile IP Camera |  | IPC-MW1230D-VM12-0600B | 2MP 1/2.7” DWDR, Monitoring: Web viewer, CMS(DSS/PSS) & DMSS 2.8mm fixed lens (3.6mm, 6mm optional) Max. IR LEDs Length 30m(6mm lens) IP67, IP6K9K EN50155(Optional), E-MARK(ECE-Regulation No.10) | P | 614
Seria 4000 M12 - IP6K9K
Mobile IP Camera |  | IPC-MBW4431-M12-H-0280B | 4MP 1/3” WDR(120dB), Monitoring: Web viewer, CMS(DSS/PSS) & DMSS 2.8mm fixed lens Max. IR LEDs Length 30m Micro SD memory, IP67, IK10, IP6K9K, PoE E-MARK(ECE-Regulation No.10) | P | 2549 | IPC-MBW4431-AS/M12
Mobile IP Camera |  | IPC-MBW4431-M12-H-0360B | 4MP 1/3” WDR(120dB), Monitoring: Web viewer, CMS(DSS/PSS) & DMSS 3.6mm fixed lens Max. IR LEDs Length 30m Micro SD memory, IP67, IK10, IP6K9K, PoE E-MARK(ECE-Regulation No.10) | P | 2549
Mobile IP Camera |  | IPC-MBW4431-M12-H-0600B | 4MP 1/3” WDR(120dB), Monitoring: Web viewer, CMS(DSS/PSS) & DMSS 6mm fixed lens Max. IR LEDs Length 30m Micro SD memory, IP67, IK10, IP6K9K, PoE E-MARK(ECE-Regulation No.10) | P | 2549
Seria 4000 RJ45 - IP6K9K
Mobile IP Camera |  | IPC-MBW4431-AS-H-0280B | 4MP 1/3” WDR(120dB), Monitoring: Web viewer, CMS(DSS/PSS) & DMSS 2.8mm fixed lens Max. IR LEDs Length 30m Micro SD memory, IP67, IK10, IP6K9K, PoE E-MARK(ECE-Regulation No.10) | P | 2549 | IPC-MBW4431-AS/M12
Mobile IP Camera |  | IPC-MBW4431-AS-H-0360B | 4MP 1/3” WDR(120dB), Monitoring: Web viewer, CMS(DSS/PSS) & DMSS 3.6mm fixed lens Max. IR LEDs Length 30m Micro SD memory, IP67, IK10, IP6K9K, PoE E-MARK(ECE-Regulation No.10) | P | 2549
Mobile IP Camera |  | IPC-MBW4431-AS-H-0600B | 4MP 1/3” WDR(120dB), Monitoring: Web viewer, CMS(DSS/PSS) & DMSS 6mm fixed lens Max. IR LEDs Length 30m Micro SD memory, IP67, IK10, IP6K9K, PoE E-MARK(ECE-Regulation No.10) | P | 2549
FISHEYE M12
Mobile IP Camera |  | IPC-EB5541-M12-DAE-SA-CER | 5MP Mobile Fisheye 1/2.7” CMOS 5MP (2592 × 1944) @25/30 fps 120dB WDR, 3D DNR, HLC, BLC, Intelligent detection: Intrusion, tripwire, people counting and others Built-in Mic; Micro SD max. 256GB PoE power supply, easy for installation IP67, IK10 protection | P | 2519 | IPC-EB5541-M12-SA
FISHEYE RJ45
Mobile IP Camera |  | IPC-EB5541-M-DAE-AS | 5MP Mobile Fisheye 1/2.7” CMOS 5MP (2592 × 1944) ROI, SMART H.264+/H.265+, flexible coding 120dB WDR, Intelligent detection. Alarm: 1/1; audio: 1 in, 1 out; Micro SD, built-in Mic 12V DC/PoE IP67, IK10 protection Heat map for people counting. | P | 2144 | IPC-EB5541-M-AS
Seria 3000 M12
Mobile IP Camera |  | IPC-HDBW3231F-M12-DAE-0280B | 2MP IR Mini Dome 1/2.8” WDR(120dB), 3DNR,AWB,AGC,BLC Monitoring: Web viewer, CMS(DSS/PSS) & DMSS 2.8mm, 3.6mm, 6mm fixed lens Max. IR LEDs Length 23m Micro SD memory,IP67,IK10,PoE+ Watermark EN50155(Environment), E-MARK | P | 1156 | IPC-HDBW3231F-M/M12
Mobile IP Camera |  | IPC-HDBW3231F-M12-DAE-0360B | 2MP IR Mini Dome 1/2.8” WDR(120dB), 3DNR,AWB,AGC,BLC Monitoring: Web viewer, CMS(DSS/PSS) & DMSS 2.8mm, 3.6mm, 6mm fixed lens Max. IR LEDs Length 23m Micro SD memory,IP67,IK10,PoE+ Watermark EN50155(Environment), E-MARK | P | 1156
Mobile IP Camera |  | IPC-HDBW3231F-M12-DAE-0600B | 2MP IR Mini Dome 1/2.8” WDR(120dB), 3DNR,AWB,AGC,BLC Monitoring: Web viewer, CMS(DSS/PSS) & DMSS 2.8mm, 3.6mm, 6mm fixed lens Max. IR LEDs Length 23m Micro SD memory,IP67,IK10,PoE+ Watermark EN50155(Environment), E-MARK | P | 1156
Seria 3000 RJ45
Mobile IP Camera |  | IPC-HDBW3231F-M-DAE-0280B | 2MP IR Mini Dome 1/2.8” WDR(120dB), 3DNR,AWB,AGC,BLC Monitoring: Web viewer, CMS(DSS/PSS) & DMSS 2.8mm, 3.6mm, 6mm fixed lens Max. IR LEDs Length 23m Micro SD memory,IP67,IK10,PoE+ Watermark EN50155(Environment), E-MARK | P | 1102 | IPC-HDBW3231F-M/M12
Mobile IP Camera |  | IPC-HDBW3231F-M-DAE-0360B | 2MP IR Mini Dome 1/2.8” WDR(120dB), 3DNR,AWB,AGC,BLC Monitoring: Web viewer, CMS(DSS/PSS) & DMSS 2.8mm, 3.6mm, 6mm fixed lens Max. IR LEDs Length 23m Micro SD memory,IP67,IK10,PoE+ Watermark EN50155(Environment), E-MARK | P | 1102
Mobile IP Camera |  | IPC-HDBW3231F-M-DAE-0600B | 2MP IR Mini Dome 1/2.8” WDR(120dB), 3DNR,AWB,AGC,BLC Monitoring: Web viewer, CMS(DSS/PSS) & DMSS 2.8mm, 3.6mm, 6mm fixed lens Max. IR LEDs Length 23m Micro SD memory,IP67,IK10,PoE+ Watermark EN50155(Environment), E-MARK | P | 1102
Seria 4000 M12
Mobile IP Camera |  | IPC-HDBW4431F-M12-DAE-0280B-S2 | 4MP IR Mini Dome 1/3” Smart Detection supported WDR(120dB), Monitoring: Web viewer, CMS(DSS/PSS) & DMSS 2.8mm fixed lens (3.6mm, 6mm optional) Max. IR LEDs Length 20m Micro SD memory, IP67, IK10, PoE | P | 1745 | IPC-HDBW4431F-M/M12
Mobile IP Camera |  | IPC-HDBW4431F-M12-DAE-0360B-S2 | 4MP IR Mini Dome 1/3” Smart Detection supported WDR(120dB), Monitoring: Web viewer, CMS(DSS/PSS) & DMSS 2.8mm fixed lens (3.6mm, 6mm optional) Max. IR LEDs Length 20m Micro SD memory, IP67, IK10, PoE | P | 1745
Mobile IP Camera |  | IPC-HDBW4431F-M12-DAE-0600B-S2 | 4MP IR Mini Dome 1/3” Smart Detection supported WDR(120dB), Monitoring: Web viewer, CMS(DSS/PSS) & DMSS 2.8mm fixed lens (3.6mm, 6mm optional) Max. IR LEDs Length 20m Micro SD memory, IP67, IK10, PoE | P | 1745
Seria 4000 RJ45
Mobile IP Camera |  | IPC-HDBW4431F-M-DAE-0280B-S2 | 4MP IR Mini Dome 1/3” Smart Detection supported WDR(120dB), Monitoring: Web viewer, CMS(DSS/PSS) & DMSS 2.8mm fixed lens (3.6mm, 6mm optional) Max. IR LEDs Length 20m Micro SD memory, IP67, IK10, PoE | P | 1692 | IPC-HDBW4431F-M/M12
Mobile IP Camera |  | IPC-HDBW4431F-M-DAE-0360B-S2 | 4MP IR Mini Dome 1/3” Smart Detection supported WDR(120dB), Monitoring: Web viewer, CMS(DSS/PSS) & DMSS 2.8mm fixed lens (3.6mm, 6mm optional) Max. IR LEDs Length 20m Micro SD memory, IP67, IK10, PoE | P | 1692
Mobile IP Camera |  | IPC-HDBW4431F-M-DAE-0600B-S2 | 4MP IR Mini Dome 1/3” Smart Detection supported WDR(120dB), Monitoring: Web viewer, CMS(DSS/PSS) & DMSS 2.8mm fixed lens (3.6mm, 6mm optional) Max. IR LEDs Length 20m Micro SD memory, IP67, IK10, PoE | P | 1692
Seria 5000 M12
Mobile IP Camera |  | DAE-CPC5241F-M12-0210B | 2MP Mobile Fixed-focal Dome 1/2.7” CMOS triple-stream encoding WDR (120 dB), 2.1 mm fixed-focal lens. Intelligence: Passenger counting/face detection. Max. IR LEDs Distance: 20 m. Built-in Mic. Micro SD memory, IP67, IK10, EN50155(Environment), E-MARK. M12 port | P | 1823 | DAE-CPC5241F
Mobile IP Camera |  | DAE-CPC5241F-M12-0280B | 2MP Mobile Fixed-focal Dome 1/2.7” CMOS triple-stream encoding WDR (120 dB), 2.8 mm fixed-focal lens. Intelligence: Passenger counting/face detection. Max. IR LEDs Distance: 20 m. Built-in Mic. Micro SD memory, IP67, IK10, EN50155(Environment), E-MARK. M12 port | P | 1823
Mobile IP Camera |  | DAE-CPC5241F-M12-0360B | 2MP Mobile Fixed-focal Dome 1/2.7” CMOS triple-stream encoding WDR (120 dB), 3.6 mm fixed-focal lens. Intelligence: Passenger counting/face detection. Max. IR LEDs Distance: 20 m. Built-in Mic. Micro SD memory, IP67, IK10, EN50155(Environment), E-MARK. M12 port | P | 1823
Seria 5000 RJ45
Mobile IP Camera |  | DAE-CPC5241F-0210B | 2MP Mobile Fixed-focal Dome 1/2.7” CMOS triple-stream encoding WDR (120 dB), 2.1 mm fixed-focal lens. Intelligence: Passenger counting/face detection. Max. IR LEDs Distance: 20 m. Built-in Mic. Micro SD memory, IP67, IK10, EN50155(Environment), E-MARK. RJ-45 port | P | 1555 | DAE-CPC5241F
Mobile IP Camera |  | DAE-CPC5241F-0280B | 2MP Mobile Fixed-focal Dome 1/2.7” CMOS triple-stream encoding WDR (120 dB), 2.8 mm fixed-focal lens. Intelligence: Passenger counting/face detection. Max. IR LEDs Distance: 20 m. Built-in Mic. Micro SD memory, IP67, IK10, EN50155(Environment), E-MARK. RJ-45 port | P | 1555
Mobile IP Camera |  | DAE-CPC5241F-0360B | 2MP Mobile Fixed-focal Dome 1/2.7” CMOS triple-stream encoding WDR (120 dB), 3.6 mm fixed-focal lens. Intelligence: Passenger counting/face detection. Max. IR LEDs Distance: 20 m. Built-in Mic. Micro SD memory, IP67, IK10, EN50155(Environment), E-MARK. RJ-45 port | P | 1555
Mobile IP Camera |  | DAE-CPC5241F-1200B | 2MP Mobile Fixed-focal Dome 1/2.7” CMOS triple-stream encoding WDR (120 dB), 12 mm fixed-focal lens. Intelligence: Passenger counting/face detection. Max. IR LEDs Distance: 20 m. Built-in Mic. Micro SD memory, IP67, IK10, EN50155(Environment), E-MARK. RJ-45 port | P | 1555
Seria 5000 RJ45 Dual Lens
Mobile IP Camera |  | IPC-HDBW5441F-AS-E2-0280B | 2 × 4 MP Dual-Directional WizMind 4 MP 1/2.7" IR 30 m. Intrusion, tripwire, track, snapshot. People counting. Dual-channel at the same time and independent. Alarm: 2/2; audio: 1/1; Micro SDcard; built-in MIC. 12 VDC/PoE power supply. IP67 and IK10. SMD 3.0. | P | 2680 | IPC-HDBW5441F-AS-E2
Mobile IP Camera |  | IPC-HDBW5441F-AS-E2-0360B | 2 × 4 MP Dual-Directional WizMind 4 MP 1/2.7" CMOS image sensor, IR LED 30 m. Intrusion, tripwire, track, snapshot. People counting. Dual-channel at the same time and independent. Alarm: 2/2; audio: 1/1; Micro SDcard; built-in MIC. 12 VDC/PoE IP67 and IK10. SMD 3.0. | P | 2680
Kamery PTZ
Mobile PTZ IP |  | PTZ4M231-HNR-XA1-GHW | 2MP 31x Starlight IR WizMind PTZ 1/1.8" 2MP STARVIS™ CMOS 31× optical zoom Starlight+ IR 100 m Auto-tracking, Perimeter protection. Face detection. GPS positioning,bDual 4G (SIM 1/SIM 2) Dual SD card. Bluetooth, Wi-Fi (2.4G/5G), AP (2.4G/5G) | P | 32149 | PTZ4M231-HNR-XA-GHW
Mobile PTZ IP |  | MPTZ3300-2030URA-NT | 2MP Full HD Network Mobile Positioning System 30x optical zoom Pan range: 360° endless, speed up to 80°/s Up to 255 Presets, 8 Tours, 5 Patterns, 5 Auto scan IR up to 150m DC10.8V~18V IP66 | P | 21433 | MPTZ3300-2030URA-NT
Mobile PTZ IP |  | MPTZ1100-2030RA-NT | Mobile Portable HD IR PTZ Camera 30x optical zoom Pan range: 360° endless Up to 256 Presets, 8 Tours IR distance up to 80m Support max 128G SD card IP66 | P | 12116 | MPTZ1100-2030RA
AKCESORIA
Joystick |  | MKB1100 | Joystick / Manipulator Small size,22 buttons, suitable for patrol cars, buses, application software and other small systems to use. Four-dimensional operation joystick(3-axis and 1 button), So that a smaller volume to achieve more functionality Specifically for the use of cars, low power consumption. | P | 2013 | MKB1100
Display |  | MD02 | Alarm Display Used together with storage device such as MXVR and MNVR, the alarm display shows and gives out voice reminding of driving behavior such as yawning, smoking, fatigue driving, lane departure, and warning of vehicle collision. | P | 537 | MD02
Display |  | MLCDF7-E | 7 inch display screen 800*480 | P | 1876 | MLCDF7-E
Display |  | MLCDF7-T | 7 inch touch screen 1024*600 VGA input (1024*768, 1024*600, 800*600, 800*480) Capacitive screen, 10 touch point to control. | P | 2144 | MLCDF7-T
Display |  | LM10-V100-MF | 10.1'' LCD Screen Suitable for 24 x 7 Operation in all Video Surveillance and Security Applications 1200 x 800 Resolution High-fidelity Digital Signal Processing for Vivid Video Short Response Time and No Image Ghosting Built-in Stereo Speakers | p | 3352
Switch |  | MJHJ08P | POE switch extend 8 IP channels | P | 1478
Switch |  | MJHJ04P | POE switch extend 4 IP channels | P | 1073
Speaker |  | MP06 | Mobile talkback terminals MP06 Working Mode Full Duplex Operation Mode Button Audio Input: 1 Channel, Output: 1 Channel, Loudspeaker Pickup Range 900 mm (35.43 in.) Indicator Lights 2Electrical Peripheral Loudspeaker: 7 W | P | 669 | MP06
Emergency Backup Recording Device |  | MA-DPBB6401 | Emergency Backup Recording Device Capacity 64 GB Memory Particles MLC Writhing Circulation 3000 Times Refractory Period 2012° F: 15 minutes, 1742° F: 20 minutes, 500° F: 120 minutes Immersion Water Depth: 100 m (328 ft) for 240 hours Impact Force 100 g (0.22 lb) 50 ms (all axes) Connector USB 2.0 Power 12 VDC (± 5%), Maximum 0.5 W Dimensions 122.0 mm x 88.0 mm x 57.0 mm (4.80 in. x 3.46 in. x 2.24 in.) | P | 4019
Panic Button |  | RC978 | Panic Button | P | 55
Panic Button |  | MLED_BOX | Panic Button + 10 status indicator (RS232) Connect via EXTEND port | P | 406
KABLE
Power extension cable |  | MC-PF3-B3-4 | Mobile dedicated cable-black-4000mm | P | 76
IPC Extension Cable (4-pin D type) |  | MC-DF4-DM4-3 | Mobile dedicated cable-black-3m | P | 140
IPC Extension Cable (4-pin D type) |  | MC-DF4-DM4-6 | Mobile dedicated cable-black-6m | P | 162
IPC Extension Cable (4-pin D type) |  | MC-DF4-DM4-12 | Mobile dedicated cable-black-12m | P | 190
IPC Extension Cable (4-pin D type) |  | MC-DF4-DM4-18 | Mobile dedicated cable-black-18m | P | 229
IPC Extension Cable (6-pin aviation connector) |  | MC-AF6-AM6-6 | Mobile dedicated cable-6M | P | 167
IPC Extension Cable (6-pin aviation connector) |  | MC-AF6-AM6-12 | Mobile dedicated cable-12M | P | 304
IPC Extension Cable (6-pin aviation connector) |  | MC-AF6-AM6-18 | Mobile dedicated cable-18M | P | 382
6-pin aviation connector (with MNVR) |  | MC-AF6-RJ45FDC5.5M | Mobile dedicated cable-(M12-6P aviation connector to RJ45 and power)-black-300mm 6-pin aviation——>Power+RJ45 | P | 40
6-pin aviation connector (with MNVR) |  | MC-AF6-RJ45FAF6 | Mobile dedicated cable-(M12-6P aviation connector to M12-4P aviation connector)-black-500mm 6-pin aviation——>4-pin aviation Connect to mobile POE switch (only suitable for MNVR with 6-pin aviation on rear panel) | P | 66
MNVR and 4-pin aviation connector cable |  | MC-PF20-DM4x4 | Mobile dedicated cable-20-pin to 4×M12-D type-Black-380mm MXVR6212, MNVR4-I and MNVR8-I default is RJ45, if need 4-pin aviation connector, 4-ch device needs 1 cable, 8-ch device needs 2 cables. 1. Delete 1.2.50.10.11539-000 2. Add1.2.50.10.10956-002 | P | 496
MNVR and 6-pin aviation connector cable |  | MC-PF20PF2-AF6x4 | Mobile dedicated cable-4 M12-6P aviation connector-380mm MXVR6212, MNVR4-I and MNVR8-I default is RJ45, if need 6-pin aviation connector, 4-ch device needs 1 cable, 8-ch device needs 2 cables. 1. Detele 1.2.50.10.11539-000 2. Add 1.2.50.10.11312-001 | P | 129
Debug Cable |  | MC-AF10-DBF15 | Mobile VGA conversion cable 300mm | P | 55

## PINHOLE
SPIS
Dahua Technology Poland Sp. z o.o.
Seria | Zdjęcie | Kod produktu | Opis* | G.R. | MSRP cena PLN netto* | WEB
PINHOLE
MAINBOX KIT
2 Mpx
Special series |  | IPC-HUM8241E-E1-L3 | 2MP Covert Pinhole WizMind Network Camera-KIT-L3 2-MP 1/2.7" CMOS image sensor. Outputs max. 2 MP (1920 × 1080) @50/60 fps. Lens 2.8mm F1.6. ROI, AI H.264 /H.265, flexible coding. LDC, rotation mode, WDR, 3D NR, HLC, BLC, digital watermarking. Face detection, IVS, Smart object detection, People counting, Acupick, etc. Privacy Protection: Mosaics can be automatically placed over the face or body of a person. Alarm: 2 in, 2 out; audio: 1 in, 1 out; max. 512 G Micro SD card. 12 VDC/PoE power supply. The Network Camera Main Box connects to the lens through the included 8 m coaxial cable. Supports dual power backup | P | 3352 | IPC-HUM8241E-E1-L3-S3
Special series |  | IPC-HUM8241E-E1-L1 | 2MP Covert Pinhole WizMind Network Camera-KIT-L1 2-MP 1/2.7" CMOS image sensor. Outputs max. 2 MP (1920 × 1080) @50/60 fps. Lens 2.8mm F1.6. ROI, AI H.264 /H.265, flexible coding. LDC, rotation mode, WDR, 3D NR, HLC, BLC, digital watermarking. Face detection, IVS, Smart object detection, People counting, Acupick, etc. Privacy Protection: Mosaics can be automatically placed over the face or body of a person. Alarm: 2 in, 2 out; audio: 1 in, 1 out; max. 512 G Micro SD card. 12 VDC/PoE power supply. The Network Camera Main Box connects to the lens through the included 8 m coaxial cable. Supports dual power backup | P | 3352 | IPC-HUM8241E-E1-L1-S3
Special series |  | IPC-HUM8241E-E1-L4 | 2MP Covert Pinhole WizMind Network Camera-KIT-L4 2-MP 1/2.7" CMOS image sensor. Outputs max. 2 MP (1920 × 1080) @50/60 fps. Lens 2.8mm F1.6. ROI, AI H.264 /H.265, flexible coding. LDC, rotation mode, WDR, 3D NR, HLC, BLC, digital watermarking. Face detection, IVS, Smart object detection, People counting, Acupick, etc. Privacy Protection: Mosaics can be automatically placed over the face or body of a person. Alarm: 2 in, 2 out; audio: 1 in, 1 out; max. 512 G Micro SD card. 12 VDC/PoE power supply. The Network Camera Main Box connects to the lens through the included 8 m coaxial cable. Supports dual power backup | P | 3352 | IPC-HUM8241E-E1-L4-S3
Special series |  | IPC-HUM8241E-E1-L5 | 2MP Covert Pinhole WizMind Network Camera-KIT-L5 2-MP 1/2.7" CMOS image sensor. Outputs max. 2 MP (1920 × 1080) @50/60 fps. Lens 2.8mm F1.6. ROI, AI H.264 /H.265, flexible coding. LDC, rotation mode, WDR, 3D NR, HLC, BLC, digital watermarking. Face detection, IVS, Smart object detection, People counting, Acupick, etc. Privacy Protection: Mosaics can be automatically placed over the face or body of a person. Alarm: 2 in, 2 out; audio: 1 in, 1 out; max. 512 G Micro SD card. 12 VDC/PoE power supply. The Network Camera Main Box connects to the lens through the included 8 m coaxial cable. Supports dual power backup | P | 3352 | IPC-HUM8241E-E1-L5-S3
4 Mpx
Special series |  | IPC-HUM8441E-E1-L3 | 4MP Covert Pinhole WizMind Network Camera-KIT-L3 4MP 1/2.7" CMOS image sensor. Outputs max. 4 MP (2688 × 1520) @50/60 fps @50/60 fps. Lens 2.8mm F1.6. ROI, AI H.264 /H.265, flexible coding. LDC, rotation mode, WDR, 3D NR, HLC, BLC, digital watermarking. Face detection, IVS, Smart object detection, People counting, Acupick, etc. Privacy Protection: Mosaics can be automatically placed over the face or body of a person. Alarm: 2 in, 2 out; audio: 1 in, 1 out; max. 512 G Micro SD card. 12 VDC/PoE power supply. The Network Camera Main Box connects to the lens through the included 8 m coaxial cable. Supports dual power backup | P | 3644 | IPC-HUM8441E-E1-L3-S3
Special series |  | KIT/IPC-HUM8441E-E1-L1-0280B-S3 | 4MP Covert Pinhole WizMind Network Camera-KIT-L1 4MP 1/2.7" CMOS image sensor. Outputs max. 4 MP (2688 × 1520) @50/60 fps @50/60 fps. Lens 2.8mm F1.6. ROI, AI H.264 /H.265, flexible coding. LDC, rotation mode, WDR, 3D NR, HLC, BLC, digital watermarking. Face detection, IVS, Smart object detection, People counting, Acupick, etc. Privacy Protection: Mosaics can be automatically placed over the face or body of a person. Alarm: 2 in, 2 out; audio: 1 in, 1 out; max. 512 G Micro SD card. 12 VDC/PoE power supply. The Network Camera Main Box connects to the lens through the included 8 m coaxial cable. Supports dual power backup | P | 3644 | IPC-HUM8441E-E1-L1-S3
Special series |  | IPC-HUM8441E-E1-L4 | 4MP Covert Pinhole WizMind Network Camera-KIT-L4 4MP 1/2.7" CMOS image sensor. Outputs max. 4 MP (2688 × 1520) @50/60 fps @50/60 fps. Lens 2.8mm F1.6. ROI, AI H.264 /H.265, flexible coding. LDC, rotation mode, WDR, 3D NR, HLC, BLC, digital watermarking. Face detection, IVS, Smart object detection, People counting, Acupick, etc. Privacy Protection: Mosaics can be automatically placed over the face or body of a person. Alarm: 2 in, 2 out; audio: 1 in, 1 out; max. 512 G Micro SD card. 12 VDC/PoE power supply. The Network Camera Main Box connects to the lens through the included 8 m coaxial cable. Supports dual power backup | P | 3644 | IPC-HUM8441E-E1-L4-S3
Special series |  | IPC-HUM8441E-E1-L5 | 4MP Covert Pinhole WizMind Network Camera-KIT-L4 4MP 1/2.7" CMOS image sensor. Outputs max. 4 MP (2688 × 1520) @50/60 fps @50/60 fps. Lens 2.8mm F1.6. ROI, AI H.264 /H.265, flexible coding. LDC, rotation mode, WDR, 3D NR, HLC, BLC, digital watermarking. Face detection, IVS, Smart object detection, People counting, Acupick, etc. Privacy Protection: Mosaics can be automatically placed over the face or body of a person. Alarm: 2 in, 2 out; audio: 1 in, 1 out; max. 512 G Micro SD card. 12 VDC/PoE power supply. The Network Camera Main Box connects to the lens through the included 8 m coaxial cable. Supports dual power backup | P | 3644 | IPC-HUM8441E-E1-L5-S3
KAMERY IP RJ45
2 Mpx
Special series |  | IPC-HUM4231S-L4-0280B-S3 | 2MP Fixed-focal Pinhole Network Camera 2-MP 1/3" CMOS Intelligent monitoring: Intrusion and tripwire. Motion detection, video tampering, scene changing, etc. Audio: 1 in, 1 out; built in MIC. | P | 1180 | IPC-HUM4231S-L4
Special series |  | IPC-HUM4231S-L5-0280B-S3 | 2MP Fixed-focal Pinhole Network Camera 2-MP 1/3" CMOS 2 MP (1920 × 1080) @25/30 fps. Intelligent monitoring: Intrusion and tripwire. Motion detection, video tampering, scene changing, audio detection,etc Audio: 1 in, 1 out; built in MIC. 12 VDC | P | 1126 | IPC-HUM4231S-L5
4 Mpx
Special series |  | IPC-HUM4431S-L4-0280B | 4MP Fixed-focal Pinhole Network Camera 4-MP 1/3" CMOS 4 MP@20 fps, / 3.6 MP@25/30 fps. Intelligent monitoring: Intrusion and tripwire. Motion detection, video tampering, scene changing, etc Audio: 1 in, 1 out; built in MIC. 12 VDC power supply. | P | 1304 | IPC-HUM4431S-L4
Special series |  | IPC-HUM4431S-L5-0280B | 4MP Fixed-focal Pinhole Network Camera 4-MP 1/3" CMOS 4 MP@20 fps, / 3.6 MP @25/30 fps. Abnormality detection: Motion detection, video tampering, scene changing, etc Audio: 1 in, 1 out; built in MIC. 12 VDC power supply. | P | 1251 | IPC-HUM4431S-L5
Macro
Special series |  | IPC-HUM8531M-V-LED-0360B | 5MP Macro Meter Reading Network Camera 5-MP 1/2.7" CMOS 5 MP (2560 × 1920)@30 fps. Built-in warm light that assists the camera with color rendition. Light filtering system that effectively reduces the reflection of light by mirrors to deliver clear images. The focus is adjustable and the device is easy to install. It can clearly see the instrument panel when the distance is above 5 cm. We recommend installing the device5-50 cm away from the instrument panel to have a clear view of it. Glass heating: Quickly removes water, ice, snow and mist from the glass to keep images clear. Abnormality detection: Motion detection, video tampering, audio detection, SD card full, SD card error, network disconnection, IP conflict and illegal access. Micro SD max. 256GB; built in MIC. 12 VDC/PoE power supply, easy for installation. IP67 protection. | P | 1858 | IPC-HUM8531M-V-LED

## VDP
SPIS
Dahua Technology Poland Sp. z o.o.
Seria | Zdjęcie | Kod produktu | Opis* | G.R. | MSRP cena PLN netto* | WEB
VIDEODOMOFONY
SMART CONTROL PANEL
Monitory Smart |  | SCP3024B-CBZ | Monitor smart: hybryda 4-wire i IP, szary: 7" Ekran dotykowy, pojemnościowy, 1024x600 pikseli, mechaniczne przyciski, wbudowana kamera, System Android 14, Przyjazny interfejs użytkownika Interfejs przewodowy i WiFi (802.11b/g/n/ac/ax, 2,4GHz), złącze karty micro SD (max 512GB), Zasilanie standard PoE/12V DC 2A | P | 2453 | SCP3024B-CBZ
Monitory Smart |  | SCP3024A-B | Monitor smart: hybryda 4-wire i IP, szary: 7" Ekran dotykowy, pojemnościowy, 1024x600 pikseli, wbudowana kamera, System Android 14, Przyjazny interfejs użytkownika Interfejs przewodowy i WiFi (802.11b/g/n/ac/ax, 2,4GHz), złącze karty micro SD (max 512GB), Zasilanie standard PoE/12V DC 2A | P | 1994 | SCP3024A-B
STACJA BRAMOWA
Stacja bramowa |  | VTO6521F-S2 | Stacja bramowa wielorodzinna, IP Wyświetlacz 4,3" IPS (800x480) Przetwornik 2Mpx CMOS, wysoka światłoczułość Automatyczna regulacja jasności Dwukierunkowe audio Możliwość zarządzania i obsługi połączeń przez DSS Express Otwarcie za pomocą kodu, karty dostępowej (Mifare) i z menu ekranu VTH Montaż podtynkowy lub natynkowy IP65, zasilanie 12V lub PoE, wyjście zasilające 12V, 500mA | P | 3520 | VTO6521F-S2
Stacja bramowa |  | VTO6521H-S2 | Stacja bramowa wielorodzinna, IP Wyświetlacz 4,3" IPS Przetwornik 2Mpx CMOS, wysoka światłoczułość Automatyczna regulacja jasności Dwukierunkowe audio Możliwość zarządzania i obsługi połączeń przez DSS Express Otwarcie za pomocą kodu, karty dostępowej (Mifare) i z menu ekranu VTH Montaż podtynkowy lub natynkowy IP65, przyciski dotykowe, zasilanie 12V lub PoE, wyjście zasilające 12V, 500mA | P | 2928 | VTO6521H-S2
Stacja bramowa |  | VTO6521H-D-S2 | Stacja bramowa wielorodzinna, IP Wyświetlacz 4,3" IPS Przetwornik 2Mpx CMOS, wysoka światłoczułość Automatyczna regulacja jasności Dwukierunkowe audio Możliwość zarządzania i obsługi połączeń przez DSS Express Otwarcie za pomocą kodu, karty dostępowej (ID Card) i z menu ekranu VTH Montaż podtynkowy lub natynkowy IP65, przyciski dotykowe, zasilanie 12V lub PoE, wyjście zasilające 12V, 500mA | P | 2928 | VTO6521H-D-S2
Stacja bramowa |  | VTO6521K-S2 | Stacja bramowa wielorodzinna, IP Wyświetlacz 4,3" IPS (800x480), Przetwornik 2Mpx CMOS, H: 86,4°, Otwarcie za pomocą kodu, karty, i z menu ekranu VTH, kodowanie H.265 lub H.264, IP65, IK08 (panel ze stali nierdzewnej), zasilanie 12V lub PoE, wyjście zasilające 12V, 500mA | P | 3138 | VTO6521K-S2
Stacja bramowa |  | VTO6531H-S2 | Stacja bramowa wielorodzinna, IP Wyświetlacz 4,3" IPS, Przetwornik 2Mpx CMOS, Otwarcie za pomocą kodu, karty, rozpoznawania twarzy i z menu ekranu VTH, Czas rozpoznawania twarzy 0,2s, odległość 0,3 - 2m, zasilanie 12V lub PoE, wyjście zasilające 12V, 500mA | P | 3207 | VTO6531H-S2
Stacja bramowa |  | VTO6531F-S2 | Stacja bramowa wielorodzinna, IP, mechaniczna klawiatura, Wyświetlacz 4,3" IPS, Przetwornik 2Mpx CMOS, Otwarcie za pomocą kodu, karty, rozpoznawania twarzy i z menu ekranu VTH, Czas rozpoznawania twarzy 0,2s, odległość 0,3 - 2m, zasilanie 12V lub PoE, wyjście zasilające 12V, 500mA | P | 3834 | VTO6531F-S2
Stacja bramowa |  | VTO6541H-S2 | Stacja bramowa wielorodzinna, IP Wyświetlacz 4,3" IPS, Przetwornik 2Mpx CMOS, Otwarcie za pomocą kodu, karty, rozpoznawania twarzy, linii papilarnych i z menu ekranu VTH, Czas rozpoznawania twarzy 0,2s, odległość 0,3 - 2m, zasilanie 12V lub PoE, wyjście zasilające 12V, 500mA | P | 5004 | VTO6541H-S2
Stacja bramowa |  | VTO7531G-S3 | 8-calowy, pojemnościowy ekran HD; 2MP HD Podwójna kamera z przetwornikiem Starlight; Otwarcie drzwi przez: hasło / kartę / zdalne / kod QR; Wskaźnik przyłożenia karty do odczytu; Montaż natynkowi i podtynkowy;, klasa IP65. Zasilanie 12V lub PoE, wyjście zasilające 12V, 500mA | P | 5396 | VTO7531G-S3
Stacja bramowa |  | VTO7541G-S3 | 8-calowy, pojemnościowy ekran HD; 2MP HD Podwójna kamera z przetwornikiem Starlight; Otwarcie drzwi przez: hasło / kartę / zdalne / odcisk palca / kod QR / rozpoznanie twarzy (2000 wzorców) w zakresie od 0,3 do 2 m; rozpoznawanie osoby żywej. Zasilanie 12V lub PoE, wyjście zasilające 12V, 500mA | P | 6419 | VTO7541G-S3
Stacja bramowa |  | VTO7631Q | 7-calowy, pojemnościowy ekran HD; 2MP HD Otwarcie drzwi przez: hasło / kartę / zdalne /rozpoznawanie twarzy; Wskaźnik przyłożenia karty do odczytu; montaż natynkowi i podtynkowy. Zasilanie 12V DC 3A, wyjście zasilające 12V, 700mA | P | 3617 | VTO7631Q
MONITORY IP
Monitor IP |  | VTH2611L-WP | Monitor: Ekran dotykowy 4,3" TFT, rodzielczość 480x272, monitoring IP, zintegrowany system alarmowy, montaż natynkowy, zasilanie PoE (Ethernet), obudowa z ABS, Wi-Fi, kolor biały. | P | 597 | VTH2611L-WP
Monitor IP |  | VTH2621G-WP | Monitor IP: Ekran dotykowy 7" TFT, rodzielczość 1024x600, monitoring IP, WiFi, zintegrowany system alarmowy, montaż natynkowy, zasilanie PoE, obudowa plastikowa, kolor czarny | P | 1056 | VTH2621G-WP
Monitor IP |  | VTH2621G-P | Monitor IP: Ekran dotykowy 7" TFT, rodzielczość 1024x600, monitoring IP, zintegrowany system alarmowy, montaż natynkowy, zasilanie PoE, obudowa plastikowa, kolor czarny | P | 1001 | VTH2621G-P
Monitor IP |  | VTH2621GW-WP | Monitor IP: Ekran dotykowy 7" TFT, rodzielczość 1024x600, monitoring IP, WiFi, zintegrowany system alarmowy, montaż natynkowy, zasilanie PoE, obudowa plastikowa, kolor biały | P | 1056 | VTH2621GW-WP
Monitor IP |  | VTH2621GW-P | Monitor IP: Ekran dotykowy 7" TFT, rodzielczość 1024x600, monitoring IP, zintegrowany system alarmowy, montaż natynkowy, zasilanie PoE, obudowa plastikowa, kolor biały | P | 1001 | VTH2621GW-P
Monitor IP |  | VTH5321GB-W | Monitor: 7" Ekran dotykowy TFT, 1024x600 pikseli System Android Przyjazny interfejs użytkownika Interfejs przewodowy i bezprzewodowy WiFi Złącze karty pamięci Micro SD (max 256GB) Szybka konfiguracja systemów jednorodzinnych | P | 1733 | VTH5321GB-W
Monitor IP |  | VTH5321GW-W | Monitor: 7" Ekran dotykowy TFT, 1024x600 pikseli System Android Przyjazny interfejs użytkownika Interfejs przewodowy i bezprzewodowy WiFi Złącze karty pamięci Micro SD (max 256GB) Szybka konfiguracja systemów jednorodzinnych | P | 1733 | VTH5321GW-W
Monitor IP |  | VTH5341G-W | Monitor IP czarny: 10" Ekran dotykowy TFT, 1024x600 pikseli System Android 8.1, Przyjazny interfejs użytkownika Interfejs przewodowy i WiFi (802.11b/g/n, 2,4GHz), złącze karty micro SD (max 256GB), Zasilanie PoE 802.3af/12V DC 1A | P | 2323 | VTH5341G-W
Monitor IP |  | VTH5421E-H | Monitor IP ze słuchawką: Ekran dotykowy 7" TFT, rodzielczość 1024x600, monitoring IP, WiFi, zintegrowany system alarmowy, złącze karty pamięci microSD (do 32GB) do zapisu zdjęć i nagrań, montaż natynkowy, zasilanie PoE, obudowa plastikowa, czarny | P | 1485 | VTH5421E(W)-H
Monitor IP |  | VTH5421EW-H | Monitor IP ze słuchawką: Ekran dotykowy 7" TFT, rodzielczość 1024x600, monitoring IP, WiFi, zintegrowany system alarmowy, złącze karty pamięci microSD (do 32GB) do zapisu zdjęć i nagrań, montaż natynkowy, zasilanie PoE, obudowa plastikowa, biały | P | 1485 | VTH5421E(W)-H
Monitor IP |  | VTH8622KMS-W | Monitor: Ekran dotykowy 7" TFT, rodzielczość 1024x600, monitoring IP, złącze karty pamięci microSD (do 64GB) do zapisu zdjęć i nagrań, montaż natynkowy, zasilanie 48V DC lub przez switch 2-wire, obudowa aluminium + ABS, kolor czarny ze srebrną ramką, Wi-Fi | P | 2142 | VTH8622KMS-W
Monitor IP |  | VTH8A21KMS-W | Monitor: Ekran dotykowy 7" TFT, Android, rodzielczość 1024x600, monitoring IP, złącze karty pamięci microSD (do 64GB) do zapisu zdjęć i nagrań, montaż natynkowy, zasilanie 12V DC lub PoE, obudowa aluminium + ABS, kolor czarny ze srebrną ramką, Wi-Fi | P | 3955 | VTH8A21KMS-W
Monitor IP |  | VTH8A41KMS-W | Monitor: Ekran dotykowy 10" TFT, Android, rodzielczość 1024x600, monitoring IP, złącze karty pamięci microSD (do 64GB) do zapisu zdjęć i nagrań, montaż natynkowy, zasilanie 12V DC lub PoE, obudowa aluminium + ABS, kolor czarny ze srebrną ramką, Wi-Fi | P | 4974 | VTH8A41KMS-W
STACJE PORTIERSKIE
Stacja portierska |  | VTS5A40B | Stacja portierska: Dotykowy wyświetlacz 10" TFT (1024x600), Android, H.264 i H.265, Zdalne otwarcie furtki podczas rozmowy Dwukierunkowe audio (połączenie z VTO lub VTH) Podgląd z 4 kanałów VTO lub IPC (720P) Złącze karty pamięci Micro SD (max 512GB) Zapis zdjęć i nagrań na karcie pamięci Rozmowa przez mikrofon lub słuchawkę Montaż na biurku 1x wyjście HDMI (1024x600) | P | 4648 | VTS5A40B
AKCESORIA
Akcesoria |  | VTM57R | Puszka do montażu natynkowego. Dedykowana dla stacji VTO6521K, materiał aluminium, kolor srebrny | P | 506 | VTM57R
Akcesoria |  | VTOB103 | Plastikowa puszka do montażu podtynkowego Dedykowana dla stacji VTO6521K | P | 161 | VTOB103
Akcesoria |  | VTM121 | Puszka montażowa, podtynkowa do stacji bramowej VTO65XX | P | 376 | VTM121
Akcesoria |  | VTM130 | Puszka do montażu natynkowego. Dedykowana do serii VTO65/75, materiał aluminium, kolor srebrny | P | 496 | VTM130
Akcesoria |  | VTM93 | Puszka do montażu natynkowego. Dedykowana do serii VTO7 | P | 164
Akcesoria |  | VTM94 | Puszka do montażu podtynkowego. Dedykowana do serii VTO7 | P | 260
Akcesoria |  | VTM95 | Puszka do montażu natynkowego. Dedykowana do serii VTO9 | P | 181
Akcesoria |  | VTM96 | Puszka do montażu podtynkowego. Dedykowana do serii VTO9 | P | 272

## AC
SPIS
Dahua Technology Poland Sp. z o.o.
Seria | Zdjęcie | Kod produktu | Opis* | G.R. | MSRP cena PLN netto* | WEB
KONTROLA DOSTĘPU
AUTONOMICZNE
Autonomiczne |  | ASI7214X-V1 | Autonomiczny kontroler dostępu z rozpoznawaniem twarzy, 7" wyświetlacz LCD (1024x600), kamera 2Mpx CMOS, WDR, identyfikacja przy pomocy: PIN, kart, linii papilarnych, wzorca twarzy lub mix, pamięć 100.000, log 300.000 zdarzeń. | P | 6266 | ASI7214X-V1
Autonomiczne |  | ASI7213X-V1 | Kontroler dostępu z funkcją pomiaru temperatury (30°C to 45°C; dystans pomiaru 0.3 m–1.8 m; błąd ≤ 0.5°C), 7" pojemnościowy wyświetlacz (1024x600), identyfikacja przy pomocy: PIN, kart zbliżeniowych, wzorca twarzy lub mix. | P | 5641 | ASI7213X-V1
Autonomiczne |  | ASI7213S-W | Autonomiczny kontroler dostępu z rozpoznawaniem twarzy (-20°C do 55°C); 7" pojemnościowy wyświetlacz (1024x600), identyfikacja przy pomocy: PIN, kart zbliżeniowych, wzorca twarzy lub mix. Max. 50 000 użytkowników | P | 3085 | ASI7213S-W
Autonomiczne |  | ASI8213S-W | Autonomiczny kontroler dostępu z rozpoznawaniem twarzy (-30°C do 60°C); 8" pojemnościowy wyświetlacz (1280x800), identyfikacja przy pomocy: PIN, kart zbliżeniowych, wzorca twarzy, QR kod lub mix. Max. 100 000 użytkowników | P | 6966 | ASI8213S-W
Autonomiczne |  | ASI8214S-W | Autonomiczny kontroler dostępu z rozpoznawaniem twarzy (-30°C do 60°C); 8" pojemnościowy wyświetlacz (1280x800), identyfikacja przy pomocy: PIN, kart zbliżeniowych, wzorca twarzy, odcisku palca, QR kod lub mix. Max. 100 000 użytkowników | P | 8277 | ASI8214S-W
Autonomiczne |  | ASI7213K-W | Autonomiczny kontroler dostępu z rozpoznawaniem twarzy (-30°C do 60°C); 7" pojemnościowy wyświetlacz (1024x600), identyfikacja przy pomocy: PIN, kart zbliżeniowych, wzorca twarzy, odcisków palca (opcja dodatkowy moduł) , kod QR (opcja dodatkowy moduł) lub mix. Max. 50 000 użytkowników (100 000 kart) | P | 3930 | ASI7213K-W
Autonomiczne |  | ASF7K-Q | Moduł czytnika kodów QR (współpraca z ASI7213K-W) | P | 775 | ASF7K-Q
Autonomiczne |  | ASF7K-F | Moduł czytnika linii papilarnych (współpraca z ASI7213K-W) | P | 865 | ASF7K-F
Autonomiczne |  | ASF7K-FQ | Moduł czytnika linii papilarnych oraz kodów QR (współpraca z ASI7213K-W) | P | 1311 | ASF7K-FQ
KONTROLERY DRZWI
Kontrolery drzwi |  | ASC2202C-D | Kontroler drzwi (dwa przejścia dwustronnie); 100 000 (użytkowników, kart), 3000 odcisków palców, 500 000 zdarzeń; 4 czytniki (karty, hasła, odcisk palca); interfejs Wiegand lub RS-485 dla czytników; komunikacja TCP/IP; we/wyj alarmowe: 6/4; anti-pass back, zdalne otwarcie, otwieranie wielu drzwi, śluza; metalowa obudowa, wbudowany zasilacz; możliwość dołączenia akumulatora buforowego | P | 2842 | ASC2202C-D
Kontrolery drzwi |  | ASC2202C-S | Kontroler drzwi (dwa przejścia jednostronnie); 100 000 (użytkowników, kart), 3000 odcisków palców, 500 000 zdarzeń; 2 czytniki (karty, hasła, odcisk palca); interfejs Wiegand lub RS-485 dla czytników; komunikacja TCP/IP; we/wyj alarmowe: 2/2; anti-pass back, zdalne otwarcie, otwieranie wielu drzwi, śluza; metalowa obudowa, wbudowany zasilacz; możliwość dołączenia akumulatora buforowego | P | 2326 | ASC2202C-S
Kontrolery drzwi |  | ASC2204C-D | Kontroler drzwi (cztery przejścia dwustronnie); 100 000 (użytkowników, kart), 3000 odcisków palców, 500 000 zdarzeń; 8 czytniki (karty, hasła, odcisk palca); interfejs Wiegand lub RS-485 dla czytników; komunikacja TCP/IP; we/wyj alarmowe: 8/8. | P | 3100 | ASC2204C-D
Kontrolery drzwi |  | ASC2204C-S | Kontroler drzwi (cztery przejścia jednostronnie); 100 000 (użytkowników, kart), 3000 odcisków palców, 500 000 zdarzeń; 4 czytniki (karty, hasła, odcisk palca); interfejs Wiegand lub RS-485 dla czytników; komunikacja TCP/IP; we/wyj alarmowe: 6/4. | P | 2436 | ASC2204C-S
Kontrolery drzwi |  | ASC2208C-S | Kontroler drzwi (osiem przejść jednostronnie); 100 000 (użytkowników, kart), 3000 odcisków palców, 500 000 zdarzeń; 8 czytników (karty, hasła, odcisk palca); interfejs Wiegand lub RS-485 dla czytników; komunikacja TCP/IP; we/wyj alarmowe: 8/8. | P | 3100 | ASC2208C-S
CZYTNIKI
Czytniki |  | ASR2101A-ME | • Otwarcie za pomocą hasła lub karty • Protokół RS-485 & Wiegand do kontrolera • Niebieskie podświetlenie, IP66 • Obsługa kart ID (125KHz) i Mifare Classic (13.56MHz) | P | 589 | ASR2101A-ME
Czytniki |  | ASR1101M-V1 | • Otwarcie za pomocą hasła lub karty • Protokół RS-485 & Wiegand do kontrolera • Niebieskie podświetlenie, IK08 • Obsługa kart Mifare Classic (13.56MHz) | P | 623 | ASR1101M-V1
Czytniki |  | ASR1101M-D-V1 | • Otwarcie za pomocą hasła lub karty • Protokół RS-485 & Wiegand do kontrolera • Niebieskie podświetlenie, IK08 • Obsługa kart ID (125KHz) | P | 623 | ASR1101M-D-V1
Czytniki |  | ASR2101A | • Otwarcie za pomocą hasła lub karty • Protokół RS-485 & Wiegand do kontrolera • IP66 • Obsługa kart Mifare Classic (13.56MHz) | P | 421 | ASR2101A
CZYTNIKI USB
Czytniki USB |  | ASM100 | • Dla kart Mifare Classic (IC, 13.56MHz) • Komunikacja USB; • Temperatury pracy: -30°C ~ 60°C | P | 485 | ASM100
Czytniki USB |  | ASM100-D | • Dla kart ID (EM, 125KHz) • Komunikacja USB; • Temperatury pracy: -30°C ~ 60°C | P | 485 | ASM100-D

## SOFTWARE
SPIS
Dahua Technology Poland Sp. z o.o.
Seria | Zdjęcie | Kod produktu | Opis* | G.R. | MSRP cena PLN netto* | WEB
SOFTWARE
DSS SPRZĘTOWY
Hardware DSS
Hardware DSS |  | DSS7116D | Standalone All-in-One oparte na Linux, stabilna praca 24/7, Bitrate do 600 Mbps per server, Możliwość wdrożenia systemu dystrybucyjnego. Lokalne nagrywanie wideo i zdjęć na 15 dyskach twardych do 200 TB Obsługa lokalnej pamięci masowej i pamięci masowej IPSAN Obsługa map GIS, map rastrowych Panel przedni może wyświetlać status usług systemu Obsługa 2000 urządzeń/500 kamer/1000 kanałów wideo Obsługa 50 użytkowników online i 200 użytkowników łącznie Wsparcie: Rozpoznawania twarzy, ANPR, Wykrywania obiektów, Liczenia osób, Map ciepła Obsługa kontroli dostępu, wideodomofonów Obsługa kontrolerów alarmowych Obsługa w DSS Agile 8 Obsługa funkcji Hot Standby i N+M | P | 80325 | DSS7016D-S2/DSS7016DR-S2
Hardware DSS |  | DSS7116DR | Standalone All-in-One oparte na Linux, stabilna praca 24/7, transfer strumieniowy do 600 Mbps, Redundancja zasilania 1+1 Możliwość wdrożenia systemu dystrybucyjnego. Lokalne nagrywanie wideo i zdjęć na 15 dyskach twardych do 200 TB Obsługa lokalnej pamięci masowej i pamięci masowej IPSAN Obsługa map GIS, map rastrowych Panel przedni może wyświetlać status usług systemu Obsługa 2000 urządzeń/500 kamer/1000 kanałów wideo Obsługa 50 użytkowników online i 200 użytkowników łącznie Wsparcie: Rozpoznawania twarzy, ANPR, Wykrywania obiektów, Liczenia osób, Map ciepła Obsługa kontroli dostępu, wideodomofonów Obsługa kontrolerów alarmowych Obsługa w DSS Agile 8 Obsługa funkcji Hot Standby i N+M, | P | 86275
Hardware DSS |  | DSS-OneBox-H1/128 | Standalone All-in-One oparte na Windows 11 Pro. Serwer i stacja robocza z preinstalowanymi licencjami do 128 kanałow video, 16 VDP, 8 systemów alarmowych, 16 drzwi. Obsługa zdarzeń, zarządzanie kontrolą dostępu, domofonami, kontrola czasu pracy, moduł gościa,zarzadzanie parkingiem. | P | 18376 | DSS OneBox
DSS PRO
Base
DSS PRO |  | DSSPro8-Video-Base-License | Pakiet podstawowy do monitoringu DSS Professional V8 zawiera 16 kanałów wideo i jest wymagany do rozbudowy o dodatkowe kanały wideo.Obsługiwane funkcje: podgląd na żywo, odtwarzanie, ściana wideo, mapa, centrum wydarzeń, deepxplore, centrum konserwacji itp. | P | 4762 | DSS Professional
DSS PRO |  | DSSPro8-Door-Base-License | Pakiet podstawowy kanałów kontroli dostępu DSS Professional V8 zawiera 16 licencji na drzwi i jest wymagany do rozbudowy kanałów kontroli dostępu. Uwaga: W przypadku urządzeń kontroli dostępu z kanałami wideo wymagana jest licencja na kanał wideo. | P | 2382
DSS PRO |  | DSSPro8-Retail-Base-License | Licencja podstawowa modułu aplikacji Retail dla DSS Professional V8. Obejmuje 10 sklepów, zarządzanie sklepami, analizę ruchu klientów, zarządzanie kolejkami i inne funkcje. Wymagana jest licencja bazowa video. | P | 19635
DSS PRO |  | DSSPro8-StudentAttendance-Base-License | Licencja podstawowa StudentAttendance dla DSS Professional v8, umożliwiająca funkcje związane z obecnością na zajęciach. Obsługuje ustawienia zasad obecności, rejestrowanie obecności za pomocą urządzeń rozpoznających twarze, raporty obecności oraz zapytania dotyczące historii obecności. Wymagana jest licencja bazowa video | P | 23800
Normal
DSS PRO |  | DSSPro8-Video-Channel-License | Licencja na rozszerzenie kanału wideo, licencja na jeden kanał wideo dla DSS Professional V8. Wymagania: Pakiet podstawowy do monitoringu | P | 289 | DSS Professional
DSS PRO |  | DSSPro8-Door-Channel-License | Licencja na rozszerzenie kanału kontroli dostępu, jedna licencja na kanał kontroli dostępu dla DSS Professional V8, Wymagania: Pakiet podstawowy kanału kontroli dostępu. | P | 210
DSS PRO |  | DSSPro8-VDP-Device-License | Licencja dla jednego urządzenia wideodomofonowego dla DSS Professional V8, bez wymagań wstępnych, obsługiwane urządzenia wideodomofonowe obejmują VTO, VTH, VTS itp. | P | 210
DSS PRO |  | DSSPro8-Alarm-Device-License | Licencja dla jednego urządzenia kontrolera alarmów dla DSS Professional V8, bez wymagań wstępnych. | P | 834
DSS PRO |  | DSSPro8-IP Speaker-Device-License | Licencja na jeden głośnik IP dla DSS Professional V8. Bez wymagań wstępnych | P | 397
DSS PRO |  | DSSPro8-POS-Channel-License | Licencja na jeden kanał POS dla DSS Professional V8, wymagana licencja bazowa, a powyżej 16 kanałów odpowiednia ilośc licencji video. | P | 418
DSS PRO |  | DSSPro8-Radar-Device-License | Licencja na jedno urządzenie radarowe dla DSS Professional V8, bez wymagań wstępnych. | P | 1429
DSS PRO |  | DSSPro8-Emergency-Device-License | Licencja dla jednego urządzenia do powiadomiania alarmowego dla DSS Professional V8, bez wymagań wstępnych. | P | 1429
DSS PRO |  | DSSPro8-VDPApp-License | Licencja DSS Agile VDP App dla DSS Professional V8, Jedna licencja dla jednego dodatkowego użytkownika, gdy liczba użytkowników przekracza 500. Obsługiwane: Rejestry połączeń, monitor, wiadomości, goście itp. | P | 239
DSS PRO |  | DSSPro8-ExtDatabase-License | Licencja Extended DSS Extend Database dla DSS Professional V8, dodatkowa baza danych dla jednego systemu. Obsługa: maksymalnie 30 milionów dla jednej określonej bazy danych SQL, rozszerzenie bazy danych "hot standby" | P | 190443
DSS PRO |  | DSSPro8-WMD-Device-License | Jedna licencja na urządzenie Walk-through Metal Detector dla DSS Professional V8, bez wymagań wstępnych. | P | 7143
DSS PRO |  | DSSPro8-SSM-Device-License | Jedna licencja na urządzenie Security Screening Machine dla DSS Professional V8, bez wymagań wstępnych. | P | 19045
DSS PRO |  | DSSPro8-Lift Controller-License | Licencja na jeden kanał Lift Controller dla wind dla DSS Professional V8, bez wymagań wstępnych. | P | 1341
DSS PRO |  | DSSPro8-Parkingspace-License | Licencja na jedno miejsce parkingowe dla DSS Professional V8. Wymagania: Podstawowy pakiet monitoringu wizyjnego, licencja na moduł parkingowy i dostęp do inteligentnej czujki parkingowej wideo. | P | 55
DSS PRO |  | DSSPro8-LEDScreen-Device-License | Licencja na jedno urządzenie LED Screen dla DSS Professional V8. Wymagania: Pakiet podstawowy monitoringu wideo, licencja na moduł parkingowy. | P | 834
DSS PRO |  | DSSPro8-MultiSite-License | Licencja dla wielu lokalizacji Multi-site dla DSS Professional V8, umożliwia dodawanie innych zdalnych lokalizacji lub dostęp innych użytkowników oprogramowania DSS Professional. | P | 14285
DSS PRO |  | DSSPro8-AR-Module-License | Jedna licencja modułu dodatkowego dla DSS Professional V8, oparta na technologii rzeczywistości rozszerzonej, zintegrowana z wideo. Wymagana jest licencja bazowa video. | P | 238000
DSS PRO |  | DSSPro8-StudentAttendance-Classrooms-License | Licencja StudentAttendance Classroom dla DSS Professional v8, obsługująca jedną klasę w celu dostarczania informacji o klasie oraz ustawień związanych z urządzeniami. Jedna klasa może obsługiwać więcej niż jedną kamerę. Wymagana licencja bazowa video + bazowa licencja Student Attendance | P | 2380
DSS PRO |  | DSSPro8-Visitor-Module-license | Licencja modułu zarządzania gośćmi dla DSS Professional V8, obsługująca samodzielne wypełnianie informacji o przybytych gościach, rezerwację wizyt oraz rejestrację gości. Wymaga licencja bazowa video + licencja bazowa kontroli dostępu | P | 7140
DSS PRO |  | DSSPro8-Retail-Stores-License | Licencja rozszerzająca na liczbę zarządzanych sklepów. Jeden sklep wymaga jednej licencji. Wymagane: podstawowa licencja modułu Retail. | P | 2172
DSS PRO |  | DSSPro8-Access Control Integration-System-License | Licencja integracji z zewnętrznym systemem kontroli dostępu, licencja synchronizacyjna dla DSS Professional V8, obsługująca odbieranie zdarzeń z urządzeń lub systemów firm trzecich np.. Nedap | P | 47600
DSS PRO |  | DSSPro8-Event Sync-Channel-License | Licencja na źródło zdarzeń z urządzeń lub systemów firm trzecich dla DSS Professional V8, obsługująca odbieranie zdarzeń z urządzeń lub systemów firm trzecich. | P | 107
DSS PRO |  | DSSPro8-AcuPick-Module-License | Licencja na inteligentny algorytm AcuPick dla DSS Professional V8. DSS Professional posiada zdolność precyzyjnego odnajdywania obiektu docelowego poprzez porównanie wartości cech po połączeniu możliwości AcuPick z urządzeniami front-endowymi | P | 2380
DSS PRO |  | DSSPro8-Car Locator-License | Licencja na lokalizator samochodów dla DSS Professional V8 na jedną regułę wyszukiwania. Wyszukiwanie numeru rejestracyjnego pokazuje identyfikator miejsca parkingowego, poziom parkingu oraz parking, na którym znajduje się pojazd. Wymagane: moduł parkingowy i licencja na detektor miejsc parkingowych. | P | 12852
DSS PRO |  | DSSPro8-SIA Protocol Event Push-Module-License | Licencja modułu wysyłania zdarzeń przez protokół SIA dla DSS Professional V8, umożliwiająca przesyłanie zdarzeń do systemów firm trzecich za pomocą protokołu SIA | P | 14280
DSS PRO |  | DSSPro8-BACnet Protoco Event Push-Module-License | Licencja modułu wysyłania zdarzeń przez protokół BACnet dla DSS Professional V8, umożliwiająca przesyłanie zdarzeń do systemów firm trzecich za pomocą protokołu BACnet | P | 14280
DSS PRO |  | DSSPro8-Modbus Protocol Event Push-Module-License | Licencja modułu wysyłania zdarzeń przez protokół Modbus dla DSS Professional V8, umożliwiająca przesyłanie zdarzeń do systemów firm trzecich za pomocą protokołu Modbus | P | 14280
DSS PRO |  | DSSPro8-SNMP Protocol Event Push-Module-License | Licencja modułu wysyłania zdarzeń przez protokół SNMP dla DSS Professional V8, umożliwiająca przesyłanie zdarzeń do systemów firm trzecich za pomocą protokołu SNMP | P | 14280
DSS PRO |  | DSSPro8-Visitor terminal-Device-License | Licencja urządzenia terminala dla gości dla DSS Professional V8, umożliwiająca zarządzanie jednym terminalem wizytatora. Wymagania: licencja na moduł zarządzania wizytami gości. | P | 595
DSS PRO |  | DSSPro8-Video Analysis-Module-License | Licencja modułu analizy wideo dla DSS Professional V8, umożliwiająca zlecanie analiz do urządzenia IVSS dla nagrań, lokalnych materiałów wideo oraz strumieni na żywo z kamer, które nie są dodane do IVSS | P | 14280
Add-on
DSS PRO |  | DSSPro8-GroupTalk-Module-License | Licencja na Group Talk dla DSS Professional V8. Wymagania: Pakiet podstawowy monitoringu wideo i dostęp do urządzeń MPT. Jeśli jest więcej niż 16 urządzeń MPT, wymagana jest odpowiednia liczba licencji na rozszerzenie kanałów wideo. | P | 35709 | DSS Professional
DSS PRO |  | DSSPro8-Parking-Module-License | Licencja na moduł zarządzania parkingami dla DSS Professional V8. Obsługiwane: zarządzanie regułami wjazdu i wyjazdu pojazdów, dzwonienie z VTO, zarządzanie listą pojazdów, rejestry wjazdu i wyjazdu pojazdów itp. Wymagania: Licencja bazowa video, jeżeli liczba kamer ITC przekracza 16, wymagana jest odpowiednia liczba licencji video | P | 2382
DSS PRO |  | DSSPro8-Cascade-License | Gdy DSS Professional V8 jest używany jako jednostka nadrzędna (Parent site) do kaskadowego zarządzania jedną lub większą liczbą jednostek podrzędnych, wymagana jest jedna licencja na jedną jednostkę podrzędną (Sub-site). Uwaga: Kanał lub urządzenie dodane przez dodanie jednostki podrzędnej nie wymaga oddzielnej licencji na kanał lub urządzenie. | P | 14285
DSS PRO |  | DSS-Hot Standby-License | Licencja DSSPRO-HOT-STANDBY upoważnia do uruchomienia drugiego serwera DSS Pro działającego w trybie Hot-Standby. | P | 71417
DSS EXPRESS
Free version
DSS Express |  | Free version | 64 kanały wideo za darmo w DSS Express V8, w tym nie więcej niż 8 kanałów ANPR i 8 kanałów rozpoznawania twarzy. |  | Free | DSS Express
Channel
DSS Express |  | DSSExpress8-Video-Channel-License | Licencja na jeden kanał wideo dla DSS Express V8, bez wymagań wstępnych. Uwaga: Może obsługiwać do 65 kanałów wideo poprzez zakup jednej licencji wideo. | P | 239 | DSS Express
DSS Express |  | DSSExpress8-Door-Channel-License | Jedna licencja na kanał kontroli dostępu dla DSS Express V8, bez wymagań wstępnych. Uwaga: W przypadku urządzeń kontroli dostępu z kanałami wideo wymagana jest licencja na kanał wideo. | P | 120
DSS Express |  | DSSExpress8-VDP-Device-License | Licencja na jedno urządzenie wideodomofonowe dla DSS Express V8, bez wymagań wstępnych, obsługiwane urządzenia wideodomofonowe obejmują VTO, VTH, VTS itp. | P | 120
DSS Express |  | DSSExpress8-Alarm-Device-License | Licencja na jedno urządzenie kontrolera alarmów dla DSS Express V8, bez wymagań wstępnych. | P | 477
DSS Express |  | DSSExpress8-MultiSite-License | Licencja wielostanowiskowa dla DSS Express V8, obsługuje zdalny dostęp dla użytkowników DSS Professional | P | 14285
DSS Express |  | DSSExpress8-Visitor-Module-license | Licencja modułu zarządzania gośćmi dla DSS Express V8, obsługująca samodzielne wypełnianie informacji o przybytych gościach, rezerwację wizyt oraz rejestrację gości. | P | 7140
DSS Express |  | DSSExpress8-Visitor terminal-Device-License | Licencja urządzenia terminala dla gości dla DSS Express V8, umożliwiająca zarządzanie jednym terminalem wizytatora. Wymagania: licencja na moduł zarządzania wizytami gości. | P | 358
Add-on
DSS Express |  | DSSExpress8-Parking-Module-License | Licencja na jeden moduł zarządzania parkingami dla DSS Express V8. Obsługiwane: zarządzanie regułami wjazdu i wyjazdu pojazdów, dzwonienie z VTO, zarządzanie listą pojazdów, rejestry wjazdu i wyjazdu pojazdów itp. | P | 2382 | DSS Express
MOBILE CENTER
Base
Mobile Center |  | MobileCenter -Base-License | Licencja na pakiet podstawowy MobileCenter dla 16 kanałow wideo z rejestratorów mobilnych | P | 5358 | Mobile Center
Channel
Mobile Center |  | MobileCenter-Video-Channel | Licencja dla pojedynczego polączenia z rejestratorem mobilnym (jedna licencja na kanał) | P | 358 | Mobile Center
Mobile Center |  | MobileCenter-OMS-VD-DEVICE | Licencja urządzenia OMS - jedna licencja na jeden pojazd | P | 238
Mobile Center |  | MobileCenter-ANPR-Channel-License | Automatyczne rozpoznawanie tablic rejestratcyjnych - jedna licencja na jeden kanał | P | 715
Mobile Center |  | MobileCenter-FR-Channel-License | Rozpoznawanie twarzy - jedna licencja na jeden kanał | P | 715